## Commodities
Commodities |  | _GLOBAL,R1,R2,R3,R4,R5,R6
~FI_Comm
Region | Csets | CommName | CommDesc | Unit | LimType | CTSLvl | PeakTS | Ctype

## Technologies
| R2,R3,R4,R5,R6 | [6 empty] | Technologies
~FI_Process
Sets | TechName | TechDesc | Tact | Tcap | Tslvl | PrimaryCG | Vintage | Region
* New technologies Commercial
DMD | CSHAHPST11 | CSH.ELC.AHP.Ver1.11 | PJ | PJa | DAYNITE |  |  | R2,R3,R4,R5,R6
DMD | CSHAHPST12 | CSH.ELC.AHP.Ver1.12 | PJ | PJa | DAYNITE |  |  | R2,R3,R4,R5,R6
DMD | CSHAHPST18 | CSH.ELC.AHP.Ver1.18 | PJ | PJa | DAYNITE |  |  | R2,R3,R4,R5,R6
DMD | CSHAHPV122 | CSH.ELC.AHP.Ver1.22 | PJ | PJa | DAYNITE |  |  | R2,R3,R4,R5,R6
DMD | CSHAHPV222 | CSH.ELC.AHP.Ver2.22 | PJ | PJa | DAYNITE |  |  | R2,R3,R4,R5,R6
DMD | CSHAHPV322 | CSH.ELC.AHP.Ver3.22 | PJ | PJa | DAYNITE |  |  | R2,R3,R4,R5,R6
DMD | CSHAHPV422 | CSH.ELC.AHP.Ver4.22 | PJ | PJa | DAYNITE |  |  | R2,R3,R4,R5,R6
DMD | CSHAHPV123 | CSH.ELC.AHP.Ver1.23 | PJ | PJa | DAYNITE |  |  | R2,R3,R4,R5,R6
DMD | CSHAHPV223 | CSH.ELC.AHP.Ver2.23 | PJ | PJa | DAYNITE |  |  | R2,R3,R4,R5,R6
DMD | CSHAHPV323 | CSH.ELC.AHP.Ver3.23 | PJ | PJa | DAYNITE |  |  | R2,R3,R4,R5,R6
DMD | CSHAHPV130 | CSH.ELC.AHP.Ver1.30 | PJ | PJa | DAYNITE |  |  | R2,R3,R4,R5,R6
DMD | CSHAHPV230 | CSH.ELC.AHP.Ver2.30 | PJ | PJa | DAYNITE |  |  | R2,R3,R4,R5,R6
DMD | CSHGHPST11 | CSH.ELC.GHP.Ver1.11 | PJ | PJa | DAYNITE |  |  | *R2,R3,R4,R5,R6
DMD | CSHGHPST12 | CSH.ELC.GHP.Ver1.12 | PJ | PJa | DAYNITE |  |  | R2,R3,R4,R5,R6
DMD | CSHGHPST18 | CSH.ELC.GHP.Ver1.18 | PJ | PJa | DAYNITE |  |  | R2,R3,R4,R5,R6
DMD | CSHGHPV122 | CSH.ELC.GHP.Ver1.22 | PJ | PJa | DAYNITE |  |  | R2,R3,R4,R5,R6
DMD | CSHGHPV222 | CSH.ELC.GHP.Ver2.22 | PJ | PJa | DAYNITE |  |  | R2,R3,R4,R5,R6
DMD | CSHGHPV322 | CSH.ELC.GHP.Ver3.22 | PJ | PJa | DAYNITE |  |  | R2,R3,R4,R5,R6
DMD | CSHGHPV130 | CSH.ELC.GHP.Ver1.30 | PJ | PJa | DAYNITE |  |  | R2,R3,R4,R5,R6
DMD | CSHGHPV230 | CSH.ELC.GHP.Ver2.30 | PJ | PJa | DAYNITE |  |  | R2,R3,R4,R5,R6
DMD | CSHELBST11 | CSH.ELC.BOILER.ST.11 | PJ | PJa |  |  |  | *R2,R3,R4,R5,R6
DMD | CSHELBST12 | CSH.ELC.BOILER.Ver1.12 | PJ | PJa |  |  |  | R2,R3,R4,R5,R6
DMD | CSHELBV118 | CSH.ELC.BOILER.Ver1.18 | PJ | PJa |  |  |  | R2,R3,R4,R5,R6
DMD | CSHELBV122 | CSH.ELC.BOILER.Ver1.22 | PJ | PJa |  |  |  | R2,R3,R4,R5,R6
DMD | CSHELBV130 | CSH.ELC.BOILER.Ver1.30 | PJ | PJa |  |  |  | R2,R3,R4,R5,R6
DMD | CSHERUST11 | CSH.ELC.RSU.STANDARD.SMALL.12 | PJ | PJa |  |  |  | R2,R3,R4,R5,R6
DMD | CSHERUSTL11 | CSH.ELC.RSU.STANDARD.LARGE.12 | PJ | PJa |  |  |  | R2,R3,R4,R5,R6
DMD | CSHERUST18 | CSH.ELC.RSU.STANDARD.SMALL.18 | PJ | PJa |  |  |  | R2,R3,R4,R5,R6
DMD | CSHERUSTL18 | CSH.ELC.RSU.STANDARD.LARGE.18 | PJ | PJa |  |  |  | R2,R3,R4,R5,R6
DMD | CSHERUV122 | CSH.ELC.RSU.Ver1.22 | PJ | PJa |  |  |  | R2,R3,R4,R5,R6
DMD | CSHERUV222 | CSH.ELC.RSU.Ver2.22 | PJ | PJa |  |  |  | R2,R3,R4,R5,R6
DMD | *CSHNHPST11 | CSH.NG.HEATPUMP.ST.11 | PJ | PJa |  |  |  | R2,R3,R4,R5,R6
DMD | *CSHNHPST20 | CSH.NG.HEATPUMP.ST.20 | PJ | PJa |  |  |  | R2,R3,R4,R5,R6
DMD | *CSHNHPST30 | CSH.NG.HEATPUMP.ST.30 | PJ | PJa |  |  |  | R2,R3,R4,R5,R6
DMD | CSHNGFST11 | CSH.NG.FURNACE.Ver1.11 | PJ | PJa |  |  |  | R2,R3,R4,R5,R6
DMD | CSHNGFST12 | CSH.NG.FURNACE.Ver1.12 | PJ | PJa |  |  |  | R2,R3,R4,R5,R6
DMD | CSHNGFST18 | CSH.NG.FURNACE.Ver1.18 | PJ | PJa |  |  |  | R2,R3,R4,R5,R6
DMD | CSHNGFV122 | CSH.NG.FURNACE.Ver1.22 | PJ | PJa |  |  |  | R2,R3,R4,R5,R6
DMD | CSHNGFV222 | CSH.NG.FURNACE.Ver2.22 | PJ | PJa |  |  |  | R2,R3,R4,R5,R6
DMD | CSHNGBST11 | CSH.NG.BOILER.ST.11 | PJ | PJa |  |  |  | R2,R3,R4,R5,R6
DMD | CSHNGBST12 | CSH.NG.BOILER.Ver1.12 | PJ | PJa |  |  |  | R2,R3,R4,R5,R6
DMD | CSHNGBST18 | CSH.NG.BOILER.Ver1.18 | PJ | PJa |  |  |  | R2,R3,R4,R5,R6
DMD | CSHNGBV122 | CSH.NG.BOILER.Ver1.22 | PJ | PJa |  |  |  | R2,R3,R4,R5,R6
DMD | CSHNGBV222 | CSH.NG.BOILER.Ver2.22 | PJ | PJa |  |  |  | R2,R3,R4,R5,R6
DMD | CSHNGBV322 | CSH.NG.BOILER.Ver3.22 | PJ | PJa |  |  |  | R2,R3,R4,R5,R6
DMD | CSHNGBV123 | CSH.NG.BOILER.Ver1.23 | PJ | PJa |  |  |  | R2,R3,R4,R5,R6
DMD | CSHNGBV223 | CSH.NG.BOILER.Ver2.23 | PJ | PJa |  |  |  | R2,R3,R4,R5,R6
DMD | CSHNGBV323 | CSH.NG.BOILER.Ver3.23 | PJ | PJa |  |  |  | R2,R3,R4,R5,R6
DMD | CSHNGBV130 | CSH.NG.BOILER.Ver1.30 | PJ | PJa |  |  |  | R2,R3,R4,R5,R6
DMD | CSHNGBV230 | CSH.NG.BOILER.Ver2.30 | PJ | PJa |  |  |  | R2,R3,R4,R5,R6
DMD | CSHDSFST11 | CSH.DSL.FURNACE.ST.11 | PJ | PJa |  |  |  | R2,R3,R4,R5,R6
DMD | CSHDSFST12 | CSH.DSL.FURNACE.ST.Ver1.12 | PJ | PJa |  |  |  | R2,R3,R4,R5,R6
DMD | CSHDSFST18 | CSH.DSL.FURNACE.ST.Ver1.18 | PJ | PJa |  |  |  | R2,R3,R4,R5,R6
DMD | CSHDSFV122 | CSH.DSL.FURNACE.ST.Ver1.22 | PJ | PJa |  |  |  | R2,R3,R4,R5,R6
DMD | CSHDSFV222 | CSH.DSL.FURNACE.ST.Ver2.22 | PJ | PJa |  |  |  | R2,R3,R4,R5,R6
DMD | CSHDSFV322 | CSH.DSL.FURNACE.ST.Ver3.22 | PJ | PJa |  |  |  | R2,R3,R4,R5,R6
DMD | CSHDSFV140 | CSH.DSL.FURNACE.ST.Ver1.40 | PJ | PJa |  |  |  | R2,R3,R4,R5,R6
DMD | CSHDSFV240 | CSH.DSL.FURNACE.ST.Ver2.40 | PJ | PJa |  |  |  | R2,R3,R4,R5,R6
DMD | CSHDSBST11 | CSH.DSL.BOILER.BS.11 | PJ | PJa |  |  |  | R2,R3,R4,R5,R6
DMD | CSHDSBST12 | Distillate Radiant Base.CSH.DST.12 | PJ | PJa |  |  |  | R2,R3,R4,R5,R6
DMD | CSHDSBST18 | Distillate Radiant Ver1.CSH.DST.18 | PJ | PJa |  |  |  | R2,R3,R4,R5,R6
DMD | CSHDSBV122 | Distillate Radiant Ver1.CSH.DST.22 | PJ | PJa |  |  |  | R2,R3,R4,R5,R6
DMD | CSHDSBV222 | Distillate Radiant Ver2.CSH.DST.22 | PJ | PJa |  |  |  | R2,R3,R4,R5,R6
DMD | CSHDSBV322 | Distillate Radiant Ver3.CSH.DST.22 | PJ | PJa |  |  |  | R2,R3,R4,R5,R6
DMD | CSHDSBV123 | Distillate Radiant Ver1.CSH.DST.23 | PJ | PJa |  |  |  | R2,R3,R4,R5,R6
DMD | CSHDSBV223 | Distillate Radiant Ver2.CSH.DST.23 | PJ | PJa |  |  |  | R2,R3,R4,R5,R6
DMD | CSHDSBV323 | Distillate Radiant Ver3.CSH.DST.23 | PJ | PJa |  |  |  | R2,R3,R4,R5,R6
DMD | CSHDSBV130 | Distillate Radiant Ver1.CSH.DST.30 | PJ | PJa |  |  |  | R2,R3,R4,R5,R6
DMD | CSHDSBV230 | Distillate Radiant Ver2.CSH.DST.30 | PJ | PJa |  |  |  | R2,R3,R4,R5,R6
DMD | CSHNBOLCHP15 | CSH.NG.STMTURBINE | PJ | PJa |  |  |  | R2,R3,R4,R5,R6
DMD | CSHNOTRCHP15 | CSH.NG.OTHERCHP | PJ | PJa |  |  |  | R2,R3,R4,R5,R6
DMD | CSHDBOLCHP15 | CSH.DSL.STMTURBINE | PJ | PJa |  |  |  | R2,R3,R4,R5,R6
DMD | CSHDOTRCHP15 | CSH.DSL.OTHERCHP | PJ | PJa |  |  |  | R2,R3,R4,R5,R6
DMD | CSHNUTIBOI15 | CSH.NG.UTILITY.BOILER | PJ | PJa |  |  |  | R2,R3,R4,R5,R6
DMD | CSHNUTICHP15 | CSH.NG.UTILITY.CHP | PJ | PJa |  |  |  | R2,R3,R4,R5,R6
DMD | CSHBUTICHP15 | CSH.DSL.UTILITY.CHP | PJ | PJa |  |  |  | R2,R3,R4,R5,R6
DMD | CSCCCCST11 | CSC.ELC.CCC.ST.11 | PJ | PJa |  |  |  | R2,R3,R4,R5,R6
DMD | CSCCCCST12 | CSC.ELC.CENTCHILLER.ST.12 | PJ | PJa |  |  |  | R2,R3,R4,R5,R6
DMD | CSCCCCST18 | CSC.ELC.CENTCHILLER.ST.18 | PJ | PJa |  |  |  | R2,R3,R4,R5,R6
DMD | CSCCCCV122 | CSC.ELC.CENTCHILLER.Ver1.22 | PJ | PJa |  |  |  | R2,R3,R4,R5,R6
DMD | CSCCCCV222 | CSC.ELC.CENTCHILLER.Ver2.22 | PJ | PJa |  |  |  | R2,R3,R4,R5,R6
DMD | CSCCCCV322 | CSC.ELC.CENTCHILLER.Ver3.22 | PJ | PJa |  |  |  | R2,R3,R4,R5,R6
DMD | CSCCCCV130 | CSC.ELC.CENTCHILLER.Ver1.30 | PJ | PJa |  |  |  | R2,R3,R4,R5,R6
DMD | CSCCCCV130 | CSC.ELC.CENTCHILLER.Ver2.30 | PJ | PJa |  |  |  | R2,R3,R4,R5,R6
DMD | CSCCCCV140 | CSC.ELC.CENTCHILLER.Ver1.40 | PJ | PJa |  |  |  | R2,R3,R4,R5,R6
DMD | CSCCCCV140 | CSC.ELC.CENTCHILLER.Ver2.40 | PJ | PJa |  |  |  | R2,R3,R4,R5,R6
DMD | CSCCCCV150 | CSC.ELC.CENTCHILLER.Ver1.50 | PJ | PJa |  |  |  | R2,R3,R4,R5,R6
DMD | CSCCCCV150 | CSC.ELC.CENTCHILLER.Ver2.50 | PJ | PJa |  |  |  | R2,R3,R4,R5,R6
DMD | CSCCRCST11 | CSC.ELC.CRC.ST.11 | PJ | PJa |  |  |  | R2,R3,R4,R5,R6
DMD | CSCCRCST12 | CSC.ELC.RCPCHILLER.Ver1.12 | PJ | PJa |  |  |  | R2,R3,R4,R5,R6
DMD | CSCCRCST18 | CSC.ELC.RCPCHILLER.Ver1.18 | PJ | PJa |  |  |  | R2,R3,R4,R5,R6
DMD | CSCCRCV122 | CSC.ELC.RCPCHILLER.Ver1.22 | PJ | PJa |  |  |  | R2,R3,R4,R5,R6
DMD | CSCCRCV222 | CSC.ELC.RCPCHILLER.Ver2.22 | PJ | PJa |  |  |  | R2,R3,R4,R5,R6
DMD | CSCCRCV322 | CSC.ELC.RCPCHILLER.Ver3.22 | PJ | PJa |  |  |  | R2,R3,R4,R5,R6
DMD | CSCCRCV130 | CSC.ELC.RCPCHILLER.Ver1.30 | PJ | PJa |  |  |  | R2,R3,R4,R5,R6
DMD | CSCCRCV130 | CSC.ELC.RCPCHILLER.Ver2.30 | PJ | PJa |  |  |  | R2,R3,R4,R5,R6
DMD | CSCCRCV140 | CSC.ELC.RCPCHILLER.Ver1.40 | PJ | PJa |  |  |  | R2,R3,R4,R5,R6
DMD | CSCCRCV140 | CSC.ELC.RCPCHILLER.Ver2.40 | PJ | PJa |  |  |  | R2,R3,R4,R5,R6
DMD | CSCCRCV150 | CSC.ELC.RCPCHILLER.Ver1.50 | PJ | PJa |  |  |  | R2,R3,R4,R5,R6
DMD | CSCCRCV150 | CSC.ELC.RCPCHILLER.Ver2.50 | PJ | PJa |  |  |  | R2,R3,R4,R5,R6
DMD | CSCCSWST11 | CSC.ELC.CSW.ST.11 | PJ | PJa |  |  |  | R2,R3,R4,R5,R6
DMD | CSCCSWST12 | CSC.ELC.SCWCHILLER.Ver1.12 | PJ | PJa |  |  |  | R2,R3,R4,R5,R6
DMD | CSCCSWST18 | CSC.ELC.SCWCHILLER.Ver1.18 | PJ | PJa |  |  |  | R2,R3,R4,R5,R6
DMD | CSCCSWV122 | CSC.ELC.SCWCHILLER.Ver1.22 | PJ | PJa |  |  |  | R2,R3,R4,R5,R6
DMD | CSCCSWV222 | CSC.ELC.SCWCHILLER.Ver2.22 | PJ | PJa |  |  |  | R2,R3,R4,R5,R6
DMD | CSCCSWV322 | CSC.ELC.SCWCHILLER.Ver3.22 | PJ | PJa |  |  |  | R2,R3,R4,R5,R6
DMD | CSCCSWV130 | CSC.ELC.SCWCHILLER.Ver1.30 | PJ | PJa |  |  |  | R2,R3,R4,R5,R6
DMD | CSCCSWV130 | CSC.ELC.SCWCHILLER.Ver2.30 | PJ | PJa |  |  |  | R2,R3,R4,R5,R6
DMD | CSCCSWV140 | CSC.ELC.SCWCHILLER.Ver1.40 | PJ | PJa |  |  |  | R2,R3,R4,R5,R6
DMD | CSCCSWV140 | CSC.ELC.SCWCHILLER.Ver2.40 | PJ | PJa |  |  |  | R2,R3,R4,R5,R6
DMD | CSCCSWV150 | CSC.ELC.SCWCHILLER.Ver1.50 | PJ | PJa |  |  |  | R2,R3,R4,R5,R6
DMD | CSCCSWV150 | CSC.ELC.SCWCHILLER.Ver2.50 | PJ | PJa |  |  |  | R2,R3,R4,R5,R6
DMD | CSCCSCST11 | CSC.ELC.CSC.ST.11 (Scroll Chiller) | PJ | PJa |  |  |  | R2,R3,R4,R5,R6
DMD | CSCCSCST12 | CSC.ELC.CSC.Ver1.12 | PJ | PJa |  |  |  | R2,R3,R4,R5,R6
DMD | CSCCSCST18 | CSC.ELC.CSC.Ver1.18 | PJ | PJa |  |  |  | R2,R3,R4,R5,R6
DMD | CSCCSCV122 | CSC.ELC.CSC.Ver1.22 | PJ | PJa |  |  |  | R2,R3,R4,R5,R6
DMD | CSCCSCV222 | CSC.ELC.CSC.Ver2.22 | PJ | PJa |  |  |  | R2,R3,R4,R5,R6
DMD | CSCCSCV322 | CSC.ELC.CSC.Ver3.22 | PJ | PJa |  |  |  | R2,R3,R4,R5,R6
DMD | CSCCSCV130 | CSC.ELC.CSC.Ver1.30 | PJ | PJa |  |  |  | R2,R3,R4,R5,R6
DMD | CSCCSCV130 | CSC.ELC.CSC.Ver2.30 | PJ | PJa |  |  |  | R2,R3,R4,R5,R6
DMD | CSCCSCV140 | CSC.ELC.CSC.Ver1.40 | PJ | PJa |  |  |  | R2,R3,R4,R5,R6
DMD | CSCCSCV140 | CSC.ELC.CSC.Ver2.40 | PJ | PJa |  |  |  | R2,R3,R4,R5,R6
DMD | CSCCSCV150 | CSC.ELC.CSC.Ver1.50 | PJ | PJa |  |  |  | R2,R3,R4,R5,R6
DMD | CSCCSCV150 | CSC.ELC.CSC.Ver2.50 | PJ | PJa |  |  |  | R2,R3,R4,R5,R6
DMD | CSCRACST11 | CSC.ELC.RAC.ST.11 | PJ | PJa |  |  |  | R2,R3,R4,R5,R6
DMD | CSCRACST12 | CSC.ELC.RAC.ST.Ver1.12 | PJ | PJa |  |  |  | R2,R3,R4,R5,R6
DMD | CSCRACST18 | CSC.ELC.RAC.ST.Ver1.18 | PJ | PJa |  |  |  | R2,R3,R4,R5,R6
DMD | CSCRACV122 | CSC.ELC.RAC.ST.Ver1.22 | PJ | PJa |  |  |  | R2,R3,R4,R5,R6
DMD | CSCRACV222 | CSC.ELC.RAC.ST.Ver2.22 | PJ | PJa |  |  |  | R2,R3,R4,R5,R6
DMD | CSCRACV322 | CSC.ELC.RAC.ST.Ver3.22 | PJ | PJa |  |  |  | R2,R3,R4,R5,R6
DMD | CSCRACV422 | CSC.ELC.RAC.ST.Ver4.22 | PJ | PJa |  |  |  | R2,R3,R4,R5,R6
DMD | CSCRACV123 | CSC.ELC.RAC.ST.Ver1.23 | PJ | PJa |  |  |  | R2,R3,R4,R5,R6
DMD | CSCRACV223 | CSC.ELC.RAC.ST.Ver2.23 | PJ | PJa |  |  |  | R2,R3,R4,R5,R6
DMD | CSCRACV323 | CSC.ELC.RAC.ST.Ver3.23 | PJ | PJa |  |  |  | R2,R3,R4,R5,R6
DMD | CSCRACV423 | CSC.ELC.RAC.ST.Ver4.23 | PJ | PJa |  |  |  | R2,R3,R4,R5,R6
DMD | CSCRACV130 | CSC.ELC.RAC.ST.Ver1.30 | PJ | PJa |  |  |  | R2,R3,R4,R5,R6
DMD | CSCRACV230 | CSC.ELC.RAC.ST.Ver2.30 | PJ | PJa |  |  |  | R2,R3,R4,R5,R6
DMD | CSCNGACST12 | CSC.NG.ROOFAC.ST.Ver1.12 | PJ | PJa |  |  |  | R2,R3,R4,R5,R6
DMD | CSCNGACST18 | CSC.NG.ROOFAC.ST.Ver1.18 | PJ | PJa |  |  |  | R2,R3,R4,R5,R6
DMD | CSCNGACV122 | CSC.NG.ROOFAC.ST.Ver1.22 | PJ | PJa |  |  |  | R2,R3,R4,R5,R6
DMD | CSCNGACV130 | CSC.NG.ROOFAC.ST.Ver1.30 | PJ | PJa |  |  |  | R2,R3,R4,R5,R6
DMD | CSCWACST11 | CSC.ELC.WAC.ST.11 | PJ | PJa |  |  |  | R2,R3,R4,R5,R6
DMD | CSCWACHE11 | CSC.ELC.WAC.HE.11 | PJ | PJa |  |  |  | R2,R3,R4,R5,R6
DMD | CSCWACST20 | CSC.ELC.WAC.ST.20 | PJ | PJa |  |  |  | R2,R3,R4,R5,R6
DMD | CSCWACHE30 | CSC.ELC.WAC.HE.30 | PJ | PJa |  |  |  | R2,R3,R4,R5,R6
DMD | CSCWACST35 | CSC.ELC.WAC.ST.35 | PJ | PJa |  |  |  | R2,R3,R4,R5,R6
DMD | CSCCACST11 | CSC.ELC.CAC.ST.11 | PJ | PJa |  |  |  | R2,R3,R4,R5,R6
DMD | CSCCACHE11 | CSC.ELC.CAC.HE.11 | PJ | PJa |  |  |  | R2,R3,R4,R5,R6
DMD | CSCCACST20 | CSC.ELC.CAC.ST.20 | PJ | PJa |  |  |  | R2,R3,R4,R5,R6
DMD | CSCCACST30 | CSC.ELC.CAC.ST.30 | PJ | PJa |  |  |  | R2,R3,R4,R5,R6
DMD | CSCCACST35 | CSC.ELC.CAC.ST.35 | PJ | PJa |  |  |  | R2,R3,R4,R5,R6
DMD | CSCNHPST11 | CSC.NG.HEATPUMP.ST.11 | PJ | PJa |  |  |  | R2,R3,R4,R5,R6
DMD | CSCNHPST20 | CSC.NG.HEATPUMP.ST.20 | PJ | PJa |  |  |  | R2,R3,R4,R5,R6
DMD | CSCNHPST30 | CSC.NG.HEATPUMP.ST.30 | PJ | PJa |  |  |  | R2,R3,R4,R5,R6
DMD | CSCCHAST11 | CSC.NG.CHA.ST.11 | PJ | PJa |  |  |  | R2,R3,R4,R5,R6
DMD | CSCCHEST11 | CSC.NG.CHE.ST.11 | PJ | PJa |  |  |  | R2,R3,R4,R5,R6
DMD | CSCCHAST20 | CSC.NG.CHA.ST.20 | PJ | PJa |  |  |  | R2,R3,R4,R5,R6
DMD | CSCCHEST20 | CSC.NG.CHE.ST.20 | PJ | PJa |  |  |  | R2,R3,R4,R5,R6
DMD | CSCCHAST30 | CSC.NG.CHA.ST.30 | PJ | PJa |  |  |  | R2,R3,R4,R5,R6
DMD | CSCNBOLCHP | CSC.NG.STMTURBINE | PJ | PJa |  |  |  | R2,R3,R4,R5,R6
DMD | CSCNOTRCHP | CSC.NG.OTHERCHP | PJ | PJa |  |  |  | R2,R3,R4,R5,R6
DMD | CSCDBOLCHP | CSC.DSL.STMTURBINE | PJ | PJa |  |  |  | R2,R3,R4,R5,R6
DMD | CSCDOTRCHP | CSC.DSL.OTHERCHP | PJ | PJa |  |  |  | R2,R3,R4,R5,R6
DMD | CWHSLNST15 | CWH.ELC.SOLAR.ST.15 | PJ | PJa |  |  |  | R2,R3,R4,R5,R6
DMD | CWHSLNST20 | CWH.ELC.SOLAR.ST.20 | PJ | PJa |  |  |  | R2,R3,R4,R5,R6
DMD | CWHSLNST30 | CWH.ELC.SOLAR.ST.30 | PJ | PJa |  |  |  | R2,R3,R4,R5,R6
DMD | CWHEHPST11 | CWH.ELC.HEATPUMP.ST.11 | PJ | PJa |  |  |  | R2,R3,R4,R5,R6
DMD | CWHEHPST15 | CWH.ELC.HEATPUMP.ST.15 | PJ | PJa |  |  |  | R2,R3,R4,R5,R6
DMD | CWHEHPHE15 | CWH.ELC.HEATPUMP.HE.15 | PJ | PJa |  |  |  | R2,R3,R4,R5,R6
DMD | CWHEHPST20 | CWH.ELC.HEATPUMP.ST.20 | PJ | PJa |  |  |  | R2,R3,R4,R5,R6
DMD | CWHEHPST30 | CWH.ELC.HEATPUMP.ST.30 | PJ | PJa |  |  |  | R2,R3,R4,R5,R6
DMD | CWHEWHBS11 | CWH.ELC.EWH.BS.11 | PJ | PJa |  |  |  | R2,R3,R4,R5,R6
DMD | CWHEWHST15 | CWH.ELC.EWH.ST.15 | PJ | PJa |  |  |  | R2,R3,R4,R5,R6
DMD | CWHNGIBS11 | CWH.NG.INSTANT.BS.11 | PJ | PJa |  |  |  | R2,R3,R4,R5,R6
DMD | CWHNWHST15 | CWH.NG.NWH.ST.15 | PJ | PJa |  |  |  | R2,R3,R4,R5,R6
DMD | CWHNWHHE15 | CWH.NG.NWH.HE.15 | PJ | PJa |  |  |  | R2,R3,R4,R5,R6
DMD | CWHDWHBS11 | CWH.DSL.DWH.BS.11 | PJ | PJa |  |  |  | R2,R3,R4,R5,R6
DMD | CWHDWHST15 | CWH.DSL.DWH.ST.15 | PJ | PJa |  |  |  | R2,R3,R4,R5,R6
DMD | CWHDWHMD15 | CWH.DSL.DWH.MD.15 | PJ | PJa |  |  |  | R2,R3,R4,R5,R6
DMD | CWHDWHHE15 | CWH.DSL.DWH.HE.15 | PJ | PJa |  |  |  | R2,R3,R4,R5,R6
DMD | CWHNBOLCHP11 | CWH.NG.STMTURBINE | PJ | PJa |  |  |  | R2,R3,R4,R5,R6
DMD | CWHNOTRCHP11 | CWH.NG.OTHERCHP | PJ | PJa |  |  |  | R2,R3,R4,R5,R6
DMD | CWHDBOLCHP11 | CWH.DSL.STMTURBINE | PJ | PJa |  |  |  | R2,R3,R4,R5,R6
DMD | CWHDOTRCHP11 | CWH.DSL.OTHERCHP | PJ | PJa |  |  |  | R2,R3,R4,R5,R6
DMD | CWHNUTIBOI15 | CWH.NG.UTILITY.BOILER | PJ | PJa |  |  |  | R2,R3,R4,R5,R6
DMD | CWHNUTICHP15 | CWH.NG.UTILITY.CHP | PJ | PJa |  |  |  | R2,R3,R4,R5,R6
DMD | CWHBUTICHP15 | CWH.DSL.UTILITY.CHP | PJ | PJa |  |  |  | R2,R3,R4,R5,R6
DMD | CVTCAVBS11 | CVT.ELC.CAV.BS | PJ | PJa |  |  |  | R2,R3,R4,R5,R6
DMD | CVTCAVST11 | CVT.ELC.CAV.ST11 | PJ | PJa |  |  |  | R2,R3,R4,R5,R6
DMD | CVTCAVHE11 | CVT.ELC.CAV.HE.11 | PJ | PJa |  |  |  | R2,R3,R4,R5,R6
DMD | CVTCAVST20 | CVT.ELC.CAV.ST.20 | PJ | PJa |  |  |  | R2,R3,R4,R5,R6
DMD | CVTCAVHE20 | CVT.ELC.CAV.HE.20 | PJ | PJa |  |  |  | R2,R3,R4,R5,R6
DMD | CVTCAVST30 | CVT.ELC.CAV.ST.30 | PJ | PJa |  |  |  | R2,R3,R4,R5,R6
DMD | CVTCAVHE30 | CVT.ELC.CAV.HE.30 | PJ | PJa |  |  |  | R2,R3,R4,R5,R6
DMD | CVTCAVST40 | CVT.ELC.CAV.ST.40 | PJ | PJa |  |  |  | R2,R3,R4,R5,R6
DMD | CVTCAVHE40 | CVT.ELC.CAV.HE.40 | PJ | PJa |  |  |  | R2,R3,R4,R5,R6
DMD | CVTVAVBS11 | CVT.ELC.VAV.BS | PJ | PJa |  |  |  | R2,R3,R4,R5,R6
DMD | CVTVAVST11 | CVT.ELC.VAV.ST.11 | PJ | PJa |  |  |  | R2,R3,R4,R5,R6
DMD | CVTVAVHE11 | CVT.ELC.VAV.HE.11 | PJ | PJa |  |  |  | R2,R3,R4,R5,R6
DMD | CVTVAVST20 | CVT.ELC.VAV.ST.20 | PJ | PJa |  |  |  | R2,R3,R4,R5,R6
DMD | CVTVAVHE20 | CVT.ELC.VAV.HE.20 | PJ | PJa |  |  |  | R2,R3,R4,R5,R6
DMD | CVTVAVST30 | CVT.ELC.VAV.ST.30 | PJ | PJa |  |  |  | R2,R3,R4,R5,R6
DMD | CVTVAVHE30 | CVT.ELC.VAV.HE.30 | PJ | PJa |  |  |  | R2,R3,R4,R5,R6
DMD | CVTVAVST40 | CVT.ELC.VAV.ST.40 | PJ | PJa |  |  |  | R2,R3,R4,R5,R6
DMD | CVTVAVHE40 | CVT.ELC.VAV.HE.40 | PJ | PJa |  |  |  | R2,R3,R4,R5,R6
DMD | CCKELR011 | CCK.ELC.RANGE.ST | PJ | PJa |  |  |  | R2,R3,R4,R5,R6
DMD | CCKELR020 | CCK.ELC.INDUCTION.ST | PJ | PJa |  |  |  | R2,R3,R4,R5,R6
DMD | CCKNGR011 | CCK.NG.RANGE.ST | PJ | PJa |  |  |  | R2,R3,R4,R5,R6
DMD | CCKNGR020 | CCK.NG.CONVECTION.ST | PJ | PJa |  |  |  | R2,R3,R4,R5,R6
DMD | CRFCENBS11 | CRF.ELC.CEN.BS | PJ | PJa |  |  |  | R2,R3,R4,R5,R6
DMD | CRFCENST11 | CRF.ELC.CEN.ST.11 | PJ | PJa |  |  |  | R2,R3,R4,R5,R6
DMD | CRFCENHE11 | CRF.ELC.CEN.HE.11 | PJ | PJa |  |  |  | R2,R3,R4,R5,R6
DMD | CRFWIRBS11 | CRF.ELC.WIR.B | PJ | PJa |  |  |  | R2,R3,R4,R5,R6
DMD | CRFWIRST11 | CRF.ELC.WIR.ST.11 | PJ | PJa |  |  |  | R2,R3,R4,R5,R6
DMD | CRFWIRHE11 | CRF.ELC.WIR.HE11 | PJ | PJa |  |  |  | R2,R3,R4,R5,R6
DMD | CRFWIFBS11 | CRF.ELC.WIF.BS | PJ | PJa |  |  |  | R2,R3,R4,R5,R6
DMD | CRFWIFST11 | CRF.ELC.WIF.ST.11 | PJ | PJa |  |  |  | R2,R3,R4,R5,R6
DMD | CRFWIFHE11 | CRF.ELC.WIF.HE.11 | PJ | PJa |  |  |  | R2,R3,R4,R5,R6
DMD | CRFRIRBS11 | CRF.ELC.RIR.BS | PJ | PJa |  |  |  | R2,R3,R4,R5,R6
DMD | CRFRIRST11 | CRF.ELC.RIR.ST.11 | PJ | PJa |  |  |  | R2,R3,R4,R5,R6
DMD | CRFRIRHE11 | CRF.ELC.RIR.HE.11 | PJ | PJa |  |  |  | R2,R3,R4,R5,R6
DMD | CRFRIFBS11 | CRF.ELC.RIF.BS | PJ | PJa |  |  |  | R2,R3,R4,R5,R6
DMD | CRFRIFST11 | CRF.ELC.RIF.ST.11 | PJ | PJa |  |  |  | R2,R3,R4,R5,R6
DMD | CRFRIFHE11 | CRF.ELC.RIF.HE.11 | PJ | PJa |  |  |  | R2,R3,R4,R5,R6
DMD | CRFICMBS11 | CRF.ELC.ICM.BS | PJ | PJa |  |  |  | R2,R3,R4,R5,R6
DMD | CRFICMST11 | CRF.ELC.ICM.ST.11 | PJ | PJa |  |  |  | R2,R3,R4,R5,R6
DMD | CRFICMHE11 | CRF.ELC.ICM.HE.11 | PJ | PJa |  |  |  | R2,R3,R4,R5,R6
DMD | CRFBVMBS11 | CRF.ELC.BVM.BS | PJ | PJa |  |  |  | R2,R3,R4,R5,R6
DMD | CRFBVMST11 | CRF.ELC.BVM.ST.11 | PJ | PJa |  |  |  | R2,R3,R4,R5,R6
DMD | CRFBVMHE11 | CRF.ELC.BVM.HE.11 | PJ | PJa |  |  |  | R2,R3,R4,R5,R6
DMD | CRFRVMBS11 | CRF.ELC.RVM.BS | PJ | PJa |  |  |  | R2,R3,R4,R5,R6
DMD | CRFRVMST11 | CRF.ELC.RVM.ST.11 | PJ | PJa |  |  |  | R2,R3,R4,R5,R6
DMD | CRFRVMHE11 | CRF.ELC.RVM.HE.11 | PJ | PJa |  |  |  | R2,R3,R4,R5,R6
DMD | CRFRVMST20 | CRF.ELC.RVM.ST.20 | PJ | PJa |  |  |  | R2,R3,R4,R5,R6
DMD | CRFRVMHE20 | CRF.ELC.RVM.HE.20 | PJ | PJa |  |  |  | R2,R3,R4,R5,R6
DMD | CLTINCBS11 | CLT_INC_110W_BS | PJ | PJa |  |  |  | R2,R3,R4,R5,R6
DMD | CLTINC7211 | CLT_INC_70W_11 | PJ | PJa |  |  |  | R2,R3,R4,R5,R6
DMD | CLTCFLBS11 | CLT_CFL_26W_BS | PJ | PJa |  |  |  | R2,R3,R4,R5,R6
DMD | CLTCFL11 | CLT_CFL_23W_11 | PJ | PJa |  |  |  | R2,R3,R4,R5,R6
DMD | CLTCFL20 | CLT_CFL_23W_20 | PJ | PJa |  |  |  | R2,R3,R4,R5,R6
DMD | CLTCFL30 | CLT_CFL_23W_30 | PJ | PJa |  |  |  | R2,R3,R4,R5,R6
DMD | CLTHAL9011 | CLT_HAL_90W_BS | PJ | PJa |  |  |  | R2,R3,R4,R5,R6
DMD | CLTHAL9011 | CLT_HAL_90W_11 | PJ | PJa |  |  |  | R2,R3,R4,R5,R6
DMD | CLTHAL9020 | CLT_HAL_90W_20 | PJ | PJa |  |  |  | R2,R3,R4,R5,R6
DMD | CLTHAL9030 | CLT_HAL_90W_30 | PJ | PJa |  |  |  | R2,R3,R4,R5,R6
DMD | CLTHAL7011 | CLT_HAL_70W_BS | PJ | PJa |  |  |  | R2,R3,R4,R5,R6
DMD | CLTHAL7011 | CLT_HAL_70W_11 | PJ | PJa |  |  |  | R2,R3,R4,R5,R6
DMD | CLTHAL7020 | CLT_HAL_70W_20 | PJ | PJa |  |  |  | R2,R3,R4,R5,R6
DMD | CLTHAL7030 | CLT_HAL_70W_30 | PJ | PJa |  |  |  | R2,R3,R4,R5,R6
DMD | CLTLED11 | CLT_LED_11 | PJ | PJa |  |  |  | R2,R3,R4,R5,R6
DMD | CLTLED20 | CLT_LED_20 | PJ | PJa |  |  |  | R2,R3,R4,R5,R6
DMD | CLTLED30 | CLT_LED_30 | PJ | PJa |  |  |  | R2,R3,R4,R5,R6
DMD | CLTT8MAGBS11 | CLT_LFL_T8_F32_MAG_BS | PJ | PJa |  |  |  | R2,R3,R4,R5,R6
DMD | CLTT811 | CLT_LFL_T8_F32_11 | PJ | PJa |  |  |  | R2,R3,R4,R5,R6
DMD | CLTT820 | CLT_LFL_T8_F32_20 | PJ | PJa |  |  |  | R2,R3,R4,R5,R6
DMD | CLTT830 | CLT_LFL_T8_F32_30 | PJ | PJa |  |  |  | R2,R3,R4,R5,R6
DMD | CLTT8HE11 | CLT_LFL_T8_F32_HE_11 | PJ | PJa |  |  |  | R2,R3,R4,R5,R6
DMD | CLTT8HE20 | CLT_LFL_T8_F32_HE_20 | PJ | PJa |  |  |  | R2,R3,R4,R5,R6
DMD | CLTT8HE30 | CLT_LFL_T8_F32_HE_30 | PJ | PJa |  |  |  | R2,R3,R4,R5,R6
DMD | CLTT8LED11 | CLT_LFL_T8_F32_LED_11 | PJ | PJa |  |  |  | R2,R3,R4,R5,R6
DMD | CLTT8LED20 | CLT_LFL_T8_F32_LED_20 | PJ | PJa |  |  |  | R2,R3,R4,R5,R6
DMD | CLTT8LED30 | CLT_LFL_T8_F32_LED_30 | PJ | PJa |  |  |  | R2,R3,R4,R5,R6
DMD | CLTT8LBS11 | CLT_LFL_T8_F96_BS | PJ | PJa |  |  |  | R2,R3,R4,R5,R6
DMD | CLTT8L11 | CLT_LFL_T8_F96_11 | PJ | PJa |  |  |  | R2,R3,R4,R5,R6
DMD | CLTT8L20 | CLT_LFL_T8_F96_20 | PJ | PJa |  |  |  | R2,R3,R4,R5,R6
DMD | CLTT8L30 | CLT_LFL_T8_F96_30 | PJ | PJa |  |  |  | R2,R3,R4,R5,R6
DMD | CLTT8LHEBS11 | CLT_LFL_T8_F96_HE_BS | PJ | PJa |  |  |  | R2,R3,R4,R5,R6
DMD | CLTT5BS11 | CLT_LFL_T5_BS | PJ | PJa |  |  |  | R2,R3,R4,R5,R6
DMD | CLTT511 | CLT_LFL_T5_11 | PJ | PJa |  |  |  | R2,R3,R4,R5,R6
DMD | CLTT520 | CLT_LFL_T5_20 | PJ | PJa |  |  |  | R2,R3,R4,R5,R6
DMD | CLTT530 | CLT_LFL_T5_30 | PJ | PJa |  |  |  | R2,R3,R4,R5,R6
DMD | CLTHIDLBBS11 | CLT_HID_LB_BS | PJ | PJa |  |  |  | R2,R3,R4,R5,R6
DMD | CLTHIDLB11 | CLT_HID_LB_11 | PJ | PJa |  |  |  | R2,R3,R4,R5,R6
DMD | CLTHIDLB20 | CLT_HID_LB_20 | PJ | PJa |  |  |  | R2,R3,R4,R5,R6
DMD | CLTHIDLB30 | CLT_HID_LB_30 | PJ | PJa |  |  |  | R2,R3,R4,R5,R6
DMD | CLTLBLED11 | CLT_HID_LB_LED_11 | PJ | PJa |  |  |  | R2,R3,R4,R5,R6
DMD | CLTLBLED20 | CLT_HID_LB_LED_20 | PJ | PJa |  |  |  | R2,R3,R4,R5,R6
DMD | CLTLBLED30 | CLT_HID_LB_LED_30 | PJ | PJa |  |  |  | R2,R3,R4,R5,R6
DMD | CLTHIDHBBS11 | CLT_HID_HB_BS | PJ | PJa |  |  |  | R2,R3,R4,R5,R6
DMD | CLTHIDHB11 | CLT_HID_HB_11 | PJ | PJa |  |  |  | R2,R3,R4,R5,R6
DMD | CLTHIDHB20 | CLT_HID_HB_20 | PJ | PJa |  |  |  | R2,R3,R4,R5,R6
DMD | CLTHIDHB30 | CLT_HID_HB_30 | PJ | PJa |  |  |  | R2,R3,R4,R5,R6
DMD | CLTHBLED11 | CLT_HID_HB_LED_11 | PJ | PJa |  |  |  | R2,R3,R4,R5,R6
DMD | CLTHBLED20 | CLT_HID_HB_LED_20 | PJ | PJa |  |  |  | R2,R3,R4,R5,R6
DMD | CLTHBLED30 | CLT_HID_HB_LED_30 | PJ | PJa |  |  |  | R2,R3,R4,R5,R6
DMD | COFELCBS0011 | Office Equipment.ELC.BS.00 | PJ | PJa |  |  |  | R2,R3,R4,R5,R6
DMD | CMDSLBS0011 | Miscellaneous.DSL.BS.00 | PJ | PJa |  |  |  | R2,R3,R4,R5,R6
DMD | CMELCBS0111 | Miscellaneous.ELC.BS.00 | PJ | PJa |  |  |  | R2,R3,R4,R5,R6
DMD | CMNGABS0211 | Miscellaneous.NG.BS.00 | PJ | PJa |  |  |  | R2,R3,R4,R5,R6
DMD | CMLPGBS0311 | Miscellaneous.LPG.BS.00 | PJ | PJa |  |  |  | R2,R3,R4,R5,R6
DMD | CMRFLBS0411 | Miscellaneous.RFL.BS.00 | PJ | PJa |  |  |  | R2,R3,R4,R5,R6
* New technologies PV commercial
ELE | ESOLPVCOM11 | Solar PV Distributed Commercial Generation | PJ | PJa | DAYNITE |  |  | R2,R3,R4,R5,R6
* CHP
PRE | COMBLDBS11 | CSH.DSL.BOILER.BS | PJ | PJa
PRE | COMBLNBS11 | CSH.NG.BOILER.BS.10 | PJ | PJa
PRE | COMBLDST11 | CSH.DSL.BOILER.ST.10 | PJ | PJa
PRE | COMBLDHE11 | CSH.DSL.BOILER.HE.10 | PJ | PJa
PRE | COMBLDST20 | CSH.DSL.BOILER.ST.20 | PJ | PJa
PRE | COMBLDHE20 | CSH.DSL.BOILER.HE.20 | PJ | PJa
PRE | COMBLNST11 | CSH.NG.BOILER.ST.10 | PJ | PJa
PRE | COMBLNHE11 | CSH.NG.BOILER.HE.10 | PJ | PJa
PRE | COMBLNST20 | CSH.NG.BOILER.ST.20 | PJ | PJa
PRE | COMBLNHE20 | CSH.NG.BOILER.HE.20 | PJ | PJa
PRE | COMBLNST30 | CSH.NG.BOILER.ST.30 | PJ | PJa
PRE | COMEREGDST11 | Commercial existing DST RICE CHP | PJ | GW | DAYNITE
PRE | COMEREGNGA11 | Commercial existing NGA RICE CHP | PJ | GW | DAYNITE
PRE | COMECCTDST11 | Commercial existing DST turbine CHP | PJ | GW | DAYNITE
PRE | COMECCTNGA11 | Commercial existing NGA turbine CHP | PJ | GW | DAYNITE
PRE | COMESTDST11 | Commercial existing DST STM turbine CHP | PJ | GW | DAYNITE
PRE | COMESTNGA11 | Commercial existing NGA STM turbine CHP | PJ | GW | DAYNITE
PRE | COMEMTTNGA11 | Commercial existing NGA microturbine CHP | PJ | GW | DAYNITE
PRE | COMEFCLNGA11 | Commercial existing NGA fuel cell CHP | PJ | GW | DAYNITE
PRE | COMNREGDST15 | Commercial new DST RICE CHP | PJ | GW | DAYNITE
PRE | COMNREGNGA15 | Commercial new NGA RICE CHP | PJ | GW | DAYNITE
PRE | COMNCCTDST15 | Commercial new DST turbine CHP | PJ | GW | DAYNITE
PRE | COMNCCTNGA15 | Commercial new NGA turbine CHP | PJ | GW | DAYNITE
PRE | COMNMTTNGA15 | Commercial new NGA microturbine CHP | PJ | GW | DAYNITE
PRE | COMNFCLNGA15 | Commercial new NGA fuel cell CHP | PJ | GW | DAYNITE
PRE | COMAREGNGA35 | Commercial advanced NGA RICE CHP | PJ | GW | DAYNITE
PRE | COMACCTNGA35 | Commercial advanced NGA turbine CHP | PJ | GW | DAYNITE
PRE | COMAMTTNGA35 | Commercial advanced NGA microturbine CHP | PJ | GW | DAYNITE
PRE | COMAFCLNGA35 | Commercial advanced NGA fuel cell CHP | PJ | GW | DAYNITE

## TechData_COM
R2,R3,R4,R5,R6 | [12 empty] | R2 | R3 | R4 | R5 | R6 | [9 empty] | R2 | R3 | R4 | R5 | R6 |  | TechData | R2 | R3 | R4 | R5 | R6
~FI_T
TechName | *TechDesc | *Units | CommIN | CommOUT | NCAP_START | NCAP_TLIFE | NCAP_COST | EFF | Share~UP~2010 | Share~UP~2055 | NCAP_FOM | NCAP_DRATE | NCAP_AF~R2 | NCAP_AF~R3 | NCAP_AF~R4 | NCAP_AF~R5 | NCAP_AF~R6 | NCAP_BND~UP~2015 | NCAP_BND~UP~2020 | NCAP_BND~UP~2025 | NCAP_BND~UP~2030 | NCAP_BND~UP~2035 | NCAP_BND~UP~2040 | NCAP_BND~UP~2045 | NCAP_BND~UP~2050 | NCAP_BND~UP~2055 | CAP_BND~FX~R2~2010 | CAP_BND~FX~R3~2010 | CAP_BND~FX~R4~2010 | CAP_BND~FX~R5~2010 | CAP_BND~FX~R6~2010 | CAP_BND~FX~2015 | Region | PRC_RESID~R2~2010 | PRC_RESID~R3~2010 | PRC_RESID~R4~2010 | PRC_RESID~R5~2010 | PRC_RESID~R6~2010 | NCAP_BND~0
* Space Heating | [32 empty] | * Space Heating
* Space Heating/Cooling - Commercial Rooftop Air-source Heat Pumps | [32 empty] | * Space Heating/Cooling - Commercial Rooftop Air-source Heat Pumps
CSHAHPST11 | CSH.ELC.AHP.Ver1.11 | PJ, PJ/a | COMELC |  | 2011 | 15 | 7.5395 |  |  |  | 0.13659 | 0.18 | 0.45 | 0.45 | 0.45 | 0.45 | 0.45 | 0 | 0 | 0 | 0 | 0 | 0 | 0 | 0 | 0 | [6 empty] | R2,R3,R4,R5,R6 | 0.94583 | 0.49942 | 3.0284 | 0.15843 | 0.44048 | 3
|  |  |  | CSH |  |  |  |  | 0.75 | 0.75
|  |  |  | CSC |  |  |  |  | 0.5 | 0.75
CSHAHPST12 | CSH.ELC.AHP.Ver1.12 | PJ, PJ/a | COMELC |  | 2012 | 21 | 5.372 |  |  |  | 0.13659 | 0.18 | 0.45 | 0.45 | 0.45 | 0.45 | 0.45 |  | 0 | 0 | 0 | 0 | 0 | 0 | 0 | 0 | [6 empty] | R2,R3,R4,R5,R6 | [5 empty] | 3
|  |  |  | CSH |  |  |  |  | 0.75 | 0.75
|  |  |  | CSC |  |  |  |  | 0.5 | 0.75
CSHAHPST18 | CSH.ELC.AHP.Ver1.18 | PJ, PJ/a | COMELC |  | 2018 | 21 | 5.372 |  |  |  | 0.13659 | 0.18 | 0.45 | 0.45 | 0.45 | 0.45 | 0.45 |  |  | 0 | 0 | 0 | 0 | 0 | 0 | 0 | [6 empty] | R2,R3,R4,R5,R6 | [5 empty] | 3
|  |  |  | CSH |  |  |  |  | 0.75 | 0.75
|  |  |  | CSC |  |  |  |  | 0.5 | 0.75
CSHAHPV122 | CSH.ELC.AHP.Ver1.22 | PJ, PJ/a | COMELC |  | 2022 | 21 | 7.4116 |  |  |  | 0.13659 | 0.18 | 0.45 | 0.45 | 0.45 | 0.45 | 0.45 |  |  |  | 0 | 0 | 0 | 0 | 0 | 0 | [6 empty] | R2,R3,R4,R5,R6 | [5 empty] | 3
|  |  |  | CSH |  |  |  |  | 0.75 | 0.75
|  |  |  | CSC |  |  |  |  | 0.5 | 0.75
CSHAHPV222 | CSH.ELC.AHP.Ver2.22 | PJ, PJ/a | COMELC |  | 2022 | 21 | 8.5837 |  |  |  | 0.13659 | 0.18 | 0.45 | 0.45 | 0.45 | 0.45 | 0.45 |  |  |  | 0 | 0 | 0 | 0 | 0 | 0 | [6 empty] | R2,R3,R4,R5,R6 | [5 empty] | 3
|  |  |  | CSH |  |  |  |  | 0.75 | 0.75
|  |  |  | CSC |  |  |  |  | 0.5 | 0.75
CSHAHPV322 | CSH.ELC.AHP.Ver3.22 | PJ, PJ/a | COMELC |  | 2022 | 21 | 7.7736 |  |  |  | 0.13659 | 0.18 | 0.45 | 0.45 | 0.45 | 0.45 | 0.45 |  |  |  | 0 | 0 | 0 | 0 | 0 | 0 | [6 empty] | R2,R3,R4,R5,R6 | [5 empty] | 3
|  |  |  | CSH |  |  |  |  | 0.75 | 0.75
|  |  |  | CSC |  |  |  |  | 0.5 | 0.75
CSHAHPV422 | CSH.ELC.AHP.Ver4.22 | PJ, PJ/a | COMELC |  | 2022 | 21 | 10.8359 |  |  |  | 0.13659 | 0.18 | 0.45 | 0.45 | 0.45 | 0.45 | 0.45 |  |  |  | 0 | 0 | 0 | 0 | 0 | 0 | [6 empty] | R2,R3,R4,R5,R6 | [5 empty] | 3
|  |  |  | CSH |  |  |  |  | 0.75 | 0.75
|  |  |  | CSC |  |  |  |  | 0.5 | 0.75
CSHAHPV123 | CSH.ELC.AHP.Ver1.23 | PJ, PJ/a | COMELC |  | 2023 | 21 | 8.509 |  |  |  | 0.13659 | 0.18 | 0.45 | 0.45 | 0.45 | 0.45 | 0.45 |  |  |  | 0 | 0 | 0 | 0 | 0 | 0 | [6 empty] | R2,R3,R4,R5,R6 | [5 empty] | 3
|  |  |  | CSH |  |  |  |  | 0.75 | 0.75
|  |  |  | CSC |  |  |  |  | 0.5 | 0.75
CSHAHPV223 | CSH.ELC.AHP.Ver2.23 | PJ, PJ/a | COMELC |  | 2023 | 21 | 8.9169 |  |  |  | 0.13659 | 0.18 | 0.45 | 0.45 | 0.45 | 0.45 | 0.45 |  |  |  | 0 | 0 | 0 | 0 | 0 | 0 | [6 empty] | R2,R3,R4,R5,R6 | [5 empty] | 3
|  |  |  | CSH |  |  |  |  | 0.75 | 0.75
|  |  |  | CSC |  |  |  |  | 0.5 | 0.75
CSHAHPV323 | CSH.ELC.AHP.Ver3.23 | PJ, PJ/a | COMELC |  | 2023 | 21 | 10.8359 |  |  |  | 0.13659 | 0.24 | 0.45 | 0.45 | 0.45 | 0.45 | 0.45 |  |  |  |  | 0 | 0 | 0 | 0 | 0 | [6 empty] | R2,R3,R4,R5,R6 | [5 empty] | 3
|  |  |  | CSH |  |  |  |  | 0.75 | 0.75
|  |  |  | CSC |  |  |  |  | 0.5 | 0.75
CSHAHPV130 | CSH.ELC.AHP.Ver1.30 | PJ, PJ/a | COMELC |  | 2030 | 21 | 8.6182 |  |  |  | 0.13659 | 0.24 | 0.45 | 0.45 | 0.45 | 0.45 | 0.45 | [15 empty] | R2,R3,R4,R5,R6 | [5 empty] | 3
|  |  |  | CSH |  |  |  |  | 0.75 | 0.75
|  |  |  | CSC |  |  |  |  | 0.5 | 0.75
CSHAHPV230 | CSH.ELC.AHP.Ver2.30 | PJ, PJ/a | COMELC |  | 2030 | 21 | 10.8359 |  |  |  | 0.13659 | 0.24 | 0.45 | 0.45 | 0.45 | 0.45 | 0.45 | [15 empty] | R2,R3,R4,R5,R6 | [5 empty] | 3
|  |  |  | CSH |  |  |  |  | 0.75 | 0.75
|  |  |  | CSC |  |  |  |  | 0.5 | 0.75
* Space Heating/Cooling - Commercial Ground Source Heat Pumps | [32 empty] | * Space Heating/Cooling - Commercial Ground Source Heat Pumps
CSHGHPST11 | CSH.ELC.GHP.Ver1.11 | PJ, PJ/a | COMELC |  | 2011 | 15 | 13.7678 |  |  |  | 1.6521 | 0.24 | 0.45 | 0.45 | 0.45 | 0.45 | 0.45 | 0 | 0 | 0 | 0 | 0 | 0 | 0 | 0 | 0 | [6 empty] | *R2,R3,R4,R5,R6 | [5 empty] | 3
|  |  |  | CSH |  |  |  |  | 0.75 | 0.75
|  |  |  | CSC |  |  |  |  | 0.5 | 0.75
CSHGHPST12 | CSH.ELC.GHP.Ver1.12 | PJ, PJ/a | COMELC |  | 2012 | 15 | 34.7851 |  |  |  | 1.6521 | 0.24 | 0.45 | 0.45 | 0.45 | 0.45 | 0.45 |  | 0 | 0 | 0 | 0 | 0 | 0 | 0 | 0 | [6 empty] | R2,R3,R4,R5,R6 | [5 empty] | 3
|  |  |  | CSH |  |  |  |  | 0.75 | 0.75
|  |  |  | CSC |  |  |  |  | 0.5 | 0.75
CSHGHPST18 | CSH.ELC.GHP.Ver1.18 | PJ, PJ/a | COMELC |  | 2018 | 15 | 24.104 |  |  |  | 1.6521 | 0.24 | 0.45 | 0.45 | 0.45 | 0.45 | 0.45 |  |  | 0 | 0 | 0 | 0 | 0 | 0 | 0 | [6 empty] | R2,R3,R4,R5,R6 | [5 empty] | 3
|  |  |  | CSH |  |  |  |  | 0.75 | 0.75
|  |  |  | CSC |  |  |  |  | 0.5 | 0.75
CSHGHPV122 | CSH.ELC.GHP.Ver1.22 | PJ, PJ/a | COMELC |  | 2022 | 15 | 23.1237 |  |  |  | 1.6521 | 0.24 | 0.45 | 0.45 | 0.45 | 0.45 | 0.45 |  |  |  | 0 | 0 | 0 | 0 | 0 | 0 | [6 empty] | R2,R3,R4,R5,R6 | [5 empty] | 3
|  |  |  | CSH |  |  |  |  | 0.75 | 0.75
|  |  |  | CSC |  |  |  |  | 0.5 | 0.75
CSHGHPV222 | CSH.ELC.GHP.Ver2.22 | PJ, PJ/a | COMELC |  | 2022 | 15 | 24.104 |  |  |  | 1.6521 | 0.24 | 0.45 | 0.45 | 0.45 | 0.45 | 0.45 |  |  |  | 0 | 0 | 0 | 0 | 0 | 0 | [6 empty] | R2,R3,R4,R5,R6 | [5 empty] | 3
|  |  |  | CSH |  |  |  |  | 0.75 | 0.75
|  |  |  | CSC |  |  |  |  | 0.5 | 0.75
CSHGHPV322 | CSH.ELC.GHP.Ver3.22 | PJ, PJ/a | COMELC |  | 2022 | 15 | 25.6014 |  |  |  | 1.6521 | 0.24 | 0.45 | 0.45 | 0.45 | 0.45 | 0.45 |  |  |  | 0 | 0 | 0 | 0 | 0 | 0 | [6 empty] | R2,R3,R4,R5,R6 | [5 empty] | 3
|  |  |  | CSH |  |  |  |  | 0.75 | 0.75
|  |  |  | CSC |  |  |  |  | 0.5 | 0.75
CSHGHPV130 | CSH.ELC.GHP.Ver1.30 | PJ, PJ/a | COMELC |  | 2030 | 15 | 24.104 |  |  |  | 1.6521 | 0.24 | 0.45 | 0.45 | 0.45 | 0.45 | 0.45 | [15 empty] | R2,R3,R4,R5,R6 | [5 empty] | 3
|  |  |  | CSH |  |  |  |  | 0.75 | 0.75
|  |  |  | CSC |  |  |  |  | 0.5 | 0.75
CSHGHPV230 | CSH.ELC.GHP.Ver2.30 | PJ, PJ/a | COMELC |  | 2030 | 15 | 25.6014 |  |  |  | 1.6521 | 0.24 | 0.45 | 0.45 | 0.45 | 0.45 | 0.45 | [15 empty] | R2,R3,R4,R5,R6 | [5 empty] | 3
|  |  |  | CSH |  |  |  |  | 0.75 | 0.75
|  |  |  | CSC |  |  |  |  | 0.5 | 0.75
* Space Heating Commercial Electric Boilers | [32 empty] | * Space Heating Commercial Electric Boilers
CSHELBST11 | CSH.ELC.BOILER.ST.11 | PJ, PJ/a | COMELC | CSH | 2011 | 15 | 1.5378 | 0.9371 |  |  | 0.023301 | 0.18 | 0.28 | 0.28 | 0.28 | 0.28 | 0.28 | 0 | 0 | 0 | 0 | 0 | 0 | 0 | 0 | 0 | [6 empty] | *R2,R3,R4,R5,R6 | [5 empty] | 3
CSHELBST12 | CSH.ELC.BOILER.Ver1.12 | PJ, PJ/a | COMELC | CSH | 2012 | 15 | 1.6073 | 0.98 |  |  | 0.023301 | 0.18 | 0.28 | 0.28 | 0.28 | 0.28 | 0.28 | [14 empty] | 0 | R2,R3,R4,R5,R6 | [5 empty] | 3
CSHELBV118 | CSH.ELC.BOILER.Ver1.18 | PJ, PJ/a | COMELC | CSH | 2018 | 15 | 1.2693 | 0.98 |  |  | 0.023301 | 0.18 | 0.28 | 0.28 | 0.28 | 0.28 | 0.28 | [14 empty] | 0 | R2,R3,R4,R5,R6 | [5 empty] | 3
CSHELBV122 | CSH.ELC.BOILER.Ver1.22 | PJ, PJ/a | COMELC | CSH | 2022 | 15 | 1.0975 | 0.98 |  |  | 0.023301 | 0.18 | 0.28 | 0.28 | 0.28 | 0.28 | 0.28 | [14 empty] | 0 | R2,R3,R4,R5,R6 | [5 empty] | 3
CSHELBV130 | CSH.ELC.BOILER.Ver1.30 | PJ, PJ/a | COMELC | CSH | 2030 | 15 | 1.0975 | 0.98 |  |  | 0.023301 | 0.18 | 0.28 | 0.28 | 0.28 | 0.28 | 0.28 | [14 empty] | 0 | R2,R3,R4,R5,R6 | [5 empty] | 3
* Space Heating Commercial Electric Resistance Unit Heaters | [32 empty] | * Space Heating Commercial Electric Resistance Unit Heaters
CSHERUST11 | CSH.ELC.RSU.STANDARD.SMALL.12 | PJ, PJ/a | COMELC | CSH | 2011 | 18 | 3.7717 | 1 |  |  | 0.02 | 0.18 | 0.28 | 0.28 | 0.28 | 0.28 | 0.28 | 0 | 0 | 0 | 0 | 0 | 0 | 0 | 0 | 0 | [6 empty] | R2,R3,R4,R5,R6 | 0.38215 | 0.20179 | 1.2236 | 0.06401 | 0.17797 | 3
CSHERUSTL11 | CSH.ELC.RSU.STANDARD.LARGE.12 | PJ, PJ/a | COMELC | CSH | 2011 | 18 | 2.2722 | 1 |  |  | 0.02 | 0.18 | 0.28 | 0.28 | 0.28 | 0.28 | 0.28 | 0 | 0 | 0 | 0 | 0 | 0 | 0 | 0 | 0 | [6 empty] | R2,R3,R4,R5,R6 | 3.3438 | 1.7656 | 10.7065 | 0.56009 | 1.5573 | 3
CSHERUST18 | CSH.ELC.RSU.STANDARD.SMALL.18 | PJ, PJ/a | COMELC | CSH | 2018 | 18 | 3.7717 | 1 |  |  | 0.02 | 0.18 | 0.28 | 0.28 | 0.28 | 0.28 | 0.28 |  |  | 0 | 0 | 0 | 0 | 0 | 0 | 0 | [6 empty] | R2,R3,R4,R5,R6 | [5 empty] | 3
CSHERUSTL18 | CSH.ELC.RSU.STANDARD.LARGE.18 | PJ, PJ/a | COMELC | CSH | 2018 | 18 | 2.2722 | 1 |  |  | 0.02 | 0.18 | 0.28 | 0.28 | 0.28 | 0.28 | 0.28 |  |  | 0 | 0 | 0 | 0 | 0 | 0 | 0 | [6 empty] | R2,R3,R4,R5,R6 | [5 empty] | 3
CSHERUV122 | CSH.ELC.RSU.Ver1.22 | PJ, PJ/a | COMELC | CSH | 2022 | 18 | 2.0075 | 1 |  |  | 0.02 | 0.18 | 0.28 | 0.28 | 0.28 | 0.28 | 0.28 | [15 empty] | R2,R3,R4,R5,R6 | [5 empty] | 3
CSHERUV222 | CSH.ELC.RSU.Ver2.22 | PJ, PJ/a | COMELC | CSH | 2022 | 18 | 1.6638 | 1 |  |  | 0.02 | 0.18 | 0.28 | 0.28 | 0.28 | 0.28 | 0.28 | [15 empty] | R2,R3,R4,R5,R6 | [5 empty] | 3
* Natural Gas Heat Pump | [32 empty] | * Natural Gas Heat Pump
*CSHNHPST11 | CSH.NG.HEATPUMP.ST.11 | PJ, PJ/a | COMNGAEA | CSH | 2011 | 30 | 30.7318 | 1.4 |  |  | 0.45073 | 0.18 | 0.28 | 0.28 | 0.28 | 0.28 | 0.28 | 0 | 0 | 0 | 0 | 0 | 0 | 0 | 0 | 0 | [6 empty] | R2,R3,R4,R5,R6 | 15.422 | 8.1432 | 49.3794 | 2.5832 | 7.1823 | 3
*CSHNHPST20 | CSH.NG.HEATPUMP.ST.20 | PJ, PJ/a | COMNGAEA | CSH | 2020 | 30 | 20.8976 | 1.4 |  |  | 0.45073 | 0.18 | 0.28 | 0.28 | 0.28 | 0.28 | 0.28 |  |  |  | 0 | 0 | 0 | 0 | 0 | 0 | [6 empty] | R2,R3,R4,R5,R6 | [5 empty] | 3
*CSHNHPST30 | CSH.NG.HEATPUMP.ST.30 | PJ, PJ/a | COMNGAEA | CSH | 2030 | 30 | 12.7025 | 1.4 |  |  | 0.45073 | 0.18 | 0.28 | 0.28 | 0.28 | 0.28 | 0.28 | [15 empty] | R2,R3,R4,R5,R6 | [5 empty] | 3
*Space Heating Natural Gas Furnace | [32 empty] | *Space Heating Natural Gas Furnace
CSHNGFST11 | CSH.NG.FURNACE.Ver1.11 | PJ, PJ/a | COMNGAEA | CSH | 2011 | 23 | 0.96724 | 0.77525 |  |  | 0.095139 | 0.18 | 0.28 | 0.28 | 0.28 | 0.28 | 0.28 | 0 | 0 | 0 | 0 | 0 | 0 | 0 | 0 | 0 | [6 empty] | R2,R3,R4,R5,R6 | 9.1969 | 4.8562 | 29.4472 | 1.5405 | 4.2831 | 3
CSHNGFST12 | CSH.NG.FURNACE.Ver1.12 | PJ, PJ/a | COMNGAEA | CSH | 2012 | 23 | 0.32835 | 0.8 |  |  | 0.095139 | 0.18 | 0.28 | 0.28 | 0.28 | 0.28 | 0.28 |  | 0 | 0 | 0 | 0 | 0 | 0 | 0 | 0 | [6 empty] | R2,R3,R4,R5,R6 | [5 empty] | 3
CSHNGFST18 | CSH.NG.FURNACE.Ver1.18 | PJ, PJ/a | COMNGAEA | CSH | 2018 | 23 | 0.32835 | 0.8 |  |  | 0.095139 | 0.18 | 0.28 | 0.28 | 0.28 | 0.28 | 0.28 |  |  | 0 | 0 | 0 | 0 | 0 | 0 | 0 | [6 empty] | R2,R3,R4,R5,R6 | [5 empty] | 3
CSHNGFV122 | CSH.NG.FURNACE.Ver1.22 | PJ, PJ/a | COMNGAEA | CSH | 2022 | 23 | 0.52536 | 0.8 |  |  | 0.095139 | 0.18 | 0.28 | 0.28 | 0.28 | 0.28 | 0.28 | [15 empty] | R2,R3,R4,R5,R6 | [5 empty] | 3
CSHNGFV222 | CSH.NG.FURNACE.Ver2.22 | PJ, PJ/a | COMNGAEA | CSH | 2022 | 23 | 0.53364 | 0.81 |  |  | 0.095139 | 0.18 | 0.28 | 0.28 | 0.28 | 0.28 | 0.28 | [15 empty] | R2,R3,R4,R5,R6 | [5 empty] | 3
*Space Heating Natural Gas Boiler (Radiant) | [32 empty] | *Space Heating Natural Gas Boiler (Radiant)
CSHNGBST11 | CSH.NG.BOILER.ST.11 | PJ, PJ/a | COMNGAEA | CSH | 2011 | 30 | 1.5901 | 0.78 |  |  | 0.07092 | 0.18 | 0.28 | 0.28 | 0.28 | 0.28 | 0.28 | 0 | 0 | 0 | 0 | 0 | 0 | 0 | 0 | 0 | [6 empty] | R2,R3,R4,R5,R6 | 15.422 | 8.1432 | 49.3794 | 2.5832 | 7.1823 | 3
CSHNGBST12 | CSH.NG.BOILER.Ver1.12 | PJ, PJ/a | COMNGAEA | CSH | 2012 | 30 | 1.5901 | 0.77 |  |  | 0.07092 | 0.18 | 0.28 | 0.28 | 0.28 | 0.28 | 0.28 |  | 0 | 0 | 0 | 0 | 0 | 0 | 0 | 0 | [6 empty] | R2,R3,R4,R5,R6 | [5 empty] | 3
CSHNGBST18 | CSH.NG.BOILER.Ver1.18 | PJ, PJ/a | COMNGAEA | CSH | 2018 | 25 | 2.4775 | 0.85 |  |  | 0.07092 | 0.18 | 0.28 | 0.28 | 0.28 | 0.28 | 0.28 |  |  | 0 | 0 | 0 | 0 | 0 | 0 | 0 | [6 empty] | R2,R3,R4,R5,R6 | [5 empty] | 3
CSHNGBV122 | CSH.NG.BOILER.Ver1.22 | PJ, PJ/a | COMNGAEA | CSH | 2022 | 25 | 1.9695 | 0.8 |  |  | 0.07092 | 0.18 | 0.28 | 0.28 | 0.28 | 0.28 | 0.28 |  |  |  | 0 | 0 | 0 | 0 | 0 | 0 | [6 empty] | R2,R3,R4,R5,R6 | [5 empty] | 3
CSHNGBV222 | CSH.NG.BOILER.Ver2.22 | PJ, PJ/a | COMNGAEA | CSH | 2022 | 25 | 2.4775 | 0.85 |  |  | 0.07092 | 0.18 | 0.28 | 0.28 | 0.28 | 0.28 | 0.28 |  |  |  | 0 | 0 | 0 | 0 | 0 | 0 | [6 empty] | R2,R3,R4,R5,R6 | [5 empty] | 3
CSHNGBV322 | CSH.NG.BOILER.Ver3.22 | PJ, PJ/a | COMNGAEA | CSH | 2022 | 25 | 3.5699 | 0.99 |  |  | 0.07092 | 0.18 | 0.28 | 0.28 | 0.28 | 0.28 | 0.28 |  |  |  | 0 | 0 | 0 | 0 | 0 | 0 | [6 empty] | R2,R3,R4,R5,R6 | [5 empty] | 3
CSHNGBV123 | CSH.NG.BOILER.Ver1.23 | PJ, PJ/a | COMNGAEA | CSH | 2023 | 25 | 2.3043 | 0.84 |  |  | 0.07092 | 0.18 | 0.28 | 0.28 | 0.28 | 0.28 | 0.28 |  |  |  | 0 | 0 | 0 | 0 | 0 | 0 | [6 empty] | R2,R3,R4,R5,R6 | [5 empty] | 3
CSHNGBV223 | CSH.NG.BOILER.Ver2.23 | PJ, PJ/a | COMNGAEA | CSH | 2023 | 25 | 2.4775 | 0.85 |  |  | 0.07092 | 0.18 | 0.28 | 0.28 | 0.28 | 0.28 | 0.28 |  |  |  | 0 | 0 | 0 | 0 | 0 | 0 | [6 empty] | R2,R3,R4,R5,R6 | [5 empty] | 3
CSHNGBV323 | CSH.NG.BOILER.Ver3.23 | PJ, PJ/a | COMNGAEA | CSH | 2023 | 25 | 3.5699 | 0.99 |  |  | 0.07092 | 0.18 | 0.28 | 0.28 | 0.28 | 0.28 | 0.28 |  |  |  | 0 | 0 | 0 | 0 | 0 | 0 | [6 empty] | R2,R3,R4,R5,R6 | [5 empty] | 3
CSHNGBV130 | CSH.NG.BOILER.Ver1.30 | PJ, PJ/a | COMNGAEA | CSH | 2030 | 25 | 2.4775 | 0.85 |  |  | 0.07092 | 0.18 | 0.28 | 0.28 | 0.28 | 0.28 | 0.28 | [15 empty] | R2,R3,R4,R5,R6 | [5 empty] | 3
CSHNGBV230 | CSH.NG.BOILER.Ver2.30 | PJ, PJ/a | COMNGAEA | CSH | 2030 | 25 | 3.5699 | 0.99 |  |  | 0.07092 | 0.18 | 0.28 | 0.28 | 0.28 | 0.28 | 0.28 | [15 empty] | R2,R3,R4,R5,R6 | [5 empty] | 3
*Space Heating Oil-fired Furnace | [32 empty] | *Space Heating Oil-fired Furnace
CSHDSFST11 | CSH.DSL.FURNACE.ST.11 | PJ, PJ/a | COMDSLEA | CSH | 2011 | 23 | 0.97 | 0.8 |  |  | 0.057028 | 0.44 | 0.28 | 0.28 | 0.28 | 0.28 | 0.28 | 0 | 0 | 0 | 0 | 0 | 0 | 0 | 0 | 0 | [6 empty] | R2,R3,R4,R5,R6 | 2.8603 | 1.5103 | 9.1584 | 0.4791 | 1.3321 | 3
CSHDSFST12 | CSH.DSL.FURNACE.ST.Ver1.12 | PJ, PJ/a | COMDSLEA | CSH | 2012 | 23 | 1.0006 | 0.81 |  |  | 0.093653 | 0.44 | 0.28 | 0.28 | 0.28 | 0.28 | 0.28 |  | 0 | 0 | 0 | 0 | 0 | 0 | 0 | 0 | [6 empty] | R2,R3,R4,R5,R6 | [5 empty] | 3
CSHDSFST18 | CSH.DSL.FURNACE.ST.Ver1.18 | PJ, PJ/a | COMDSLEA | CSH | 2018 | 23 | 1.0096 | 0.82 |  |  | 0.093653 | 0.44 | 0.28 | 0.28 | 0.28 | 0.28 | 0.28 |  |  | 0 | 0 | 0 | 0 | 0 | 0 | 0 | [6 empty] | R2,R3,R4,R5,R6 | [5 empty] | 3
CSHDSFV122 | CSH.DSL.FURNACE.ST.Ver1.22 | PJ, PJ/a | COMDSLEA | CSH | 2022 | 23 | 1.6009 | 0.81 |  |  | 0.093653 | 0.44 | 0.28 | 0.28 | 0.28 | 0.28 | 0.28 |  |  |  | 0 | 0 | 0 | 0 | 0 | 0 | [6 empty] | R2,R3,R4,R5,R6 | [5 empty] | 3
CSHDSFV222 | CSH.DSL.FURNACE.ST.Ver2.22 | PJ, PJ/a | COMDSLEA | CSH | 2022 | 23 | 1.6154 | 0.82 |  |  | 0.093653 | 0.44 | 0.28 | 0.28 | 0.28 | 0.28 | 0.28 |  |  |  |  | 0 | 0 | 0 | 0 | 0 | [6 empty] | R2,R3,R4,R5,R6 | [5 empty] | 3
CSHDSFV322 | CSH.DSL.FURNACE.ST.Ver3.22 | PJ, PJ/a | COMDSLEA | CSH | 2022 | 23 | 1.7333 | 0.85 |  |  | 0.093653 | 0.44 | 0.28 | 0.28 | 0.28 | 0.28 | 0.28 | [5 empty] | 0 | 0 | 0 | 0 | [6 empty] | R2,R3,R4,R5,R6 | [5 empty] | 3
CSHDSFV140 | CSH.DSL.FURNACE.ST.Ver1.40 | PJ, PJ/a | COMDSLEA | CSH | 2040 | 23 | 1.6154 | 0.82 |  |  | 0.093653 | 0.44 | 0.28 | 0.28 | 0.28 | 0.28 | 0.28 | [15 empty] | R2,R3,R4,R5,R6 | [5 empty] | 3
CSHDSFV240 | CSH.DSL.FURNACE.ST.Ver2.40 | PJ, PJ/a | COMDSLEA | CSH | 2040 | 23 | 1.7333 | 0.85 |  |  | 0.093653 | 0.44 | 0.28 | 0.28 | 0.28 | 0.28 | 0.28 | [15 empty] | R2,R3,R4,R5,R6 | [5 empty] | 3
*Space Heating Oil-fired Boiler (Radiant) | [32 empty] | *Space Heating Oil-fired Boiler (Radiant)
CSHDSBST11 | CSH.DSL.BOILER.BS.11 | PJ, PJ/a | COMDSLEA | CSH | 2011 | 25 | 1.79 | 0.77 |  |  | 0.02 | 0.18 | 0.28 | 0.28 | 0.28 | 0.28 | 0.28 | 0 | 0 | 0 | 0 | 0 | 0 | 0 | 0 | 0 |  |  |  |  | 3 |  | R2,R3,R4,R5,R6 | 12.033 | 6.3537 | 38.5282 | 2.0155 | 5.6039 | 3
CSHDSBST12 | Distillate Radiant Base.CSH.DST.12 | PJ, PJ/a | COMDSLEA | CSH | 2012 | 30 | 1.3713 | 0.81 |  |  | 0.02 | 0.18 | 0.28 | 0.28 | 0.28 | 0.28 | 0.28 |  | 0 | 0 | 0 | 0 | 0 | 0 | 0 | 0 | [6 empty] | R2,R3,R4,R5,R6 | [5 empty] | 3
CSHDSBST18 | Distillate Radiant Ver1.CSH.DST.18 | PJ, PJ/a | COMDSLEA | CSH | 2018 | 25 | 3.4819 | 0.85 |  |  | 0.02 | 0.18 | 0.28 | 0.28 | 0.28 | 0.28 | 0.28 |  |  | 0 | 0 | 0 | 0 | 0 | 0 | 0 | [6 empty] | R2,R3,R4,R5,R6 | [5 empty] | 3
CSHDSBV122 | Distillate Radiant Ver1.CSH.DST.22 | PJ, PJ/a | COMDSLEA | CSH | 2022 | 25 | 3.0948 | 0.82 |  |  | 0.02 | 0.18 | 0.28 | 0.28 | 0.28 | 0.28 | 0.28 |  |  |  | 0 | 0 | 0 | 0 | 0 | 0 | [6 empty] | R2,R3,R4,R5,R6 | [5 empty] | 3
CSHDSBV222 | Distillate Radiant Ver2.CSH.DST.22 | PJ, PJ/a | COMDSLEA | CSH | 2022 | 25 | 3.4819 | 0.85 |  |  | 0.02 | 0.18 | 0.28 | 0.28 | 0.28 | 0.28 | 0.28 |  |  |  | 0 | 0 | 0 | 0 | 0 | 0 | [6 empty] | R2,R3,R4,R5,R6 | [5 empty] | 3
CSHDSBV322 | Distillate Radiant Ver3.CSH.DST.22 | PJ, PJ/a | COMDSLEA | CSH | 2022 | 25 | 5.882 | 0.97 |  |  | 0.02 | 0.18 | 0.28 | 0.28 | 0.28 | 0.28 | 0.28 |  |  |  | 0 | 0 | 0 | 0 | 0 | 0 | [6 empty] | R2,R3,R4,R5,R6 | [5 empty] | 3
CSHDSBV123 | Distillate Radiant Ver1.CSH.DST.23 | PJ, PJ/a | COMDSLEA | CSH | 2023 | 25 | 3.7549 | 0.87 |  |  | 0.02 | 0.18 | 0.28 | 0.28 | 0.28 | 0.28 | 0.28 |  |  |  | 0 | 0 | 0 | 0 | 0 | 0 | [6 empty] | R2,R3,R4,R5,R6 | [5 empty] | 3
CSHDSBV223 | Distillate Radiant Ver2.CSH.DST.23 | PJ, PJ/a | COMDSLEA | CSH | 2023 | 25 | 3.7549 | 0.87 |  |  | 0.02 | 0.18 | 0.28 | 0.28 | 0.28 | 0.28 | 0.28 |  |  |  | 0 | 0 | 0 | 0 | 0 | 0 | [6 empty] | R2,R3,R4,R5,R6 | [5 empty] | 3
CSHDSBV323 | Distillate Radiant Ver3.CSH.DST.23 | PJ, PJ/a | COMDSLEA | CSH | 2023 | 25 | 5.882 | 0.97 |  |  | 0.02 | 0.18 | 0.28 | 0.28 | 0.28 | 0.28 | 0.28 |  |  |  | 0 | 0 | 0 | 0 | 0 | 0 | [6 empty] | R2,R3,R4,R5,R6 | [5 empty] | 3
CSHDSBV130 | Distillate Radiant Ver1.CSH.DST.30 | PJ, PJ/a | COMDSLEA | CSH | 2030 | 25 | 3.7549 | 0.87 |  |  | 0.02 | 0.18 | 0.28 | 0.28 | 0.28 | 0.28 | 0.28 | [15 empty] | R2,R3,R4,R5,R6 | [5 empty] | 3
CSHDSBV230 | Distillate Radiant Ver2.CSH.DST.30 | PJ, PJ/a | COMDSLEA | CSH | 2030 | 25 | 5.882 | 0.97 |  |  | 0.02 | 0.18 | 0.28 | 0.28 | 0.28 | 0.28 | 0.28 | [15 empty] | R2,R3,R4,R5,R6 | [5 empty] | 3
* Commercial CHP Steam | [32 empty] | * Commercial CHP Steam
CSHNBOLCHP15 | CSH.NG.STMTURBINE | PJ, PJ/a | COMSTNSC | CSH | 2015 |  |  | 1 |  |  |  |  | 1 | 1 | 1 | 1 | 1 | [15 empty] | R2,R3,R4,R5,R6 | [5 empty] | 3
CSHNOTRCHP15 | CSH.NG.OTHERCHP | PJ, PJ/a | COMSTNOC | CSH | 2015 |  |  | 1 |  |  |  |  | 1 | 1 | 1 | 1 | 1 | [15 empty] | R2,R3,R4,R5,R6 | [5 empty] | 3
CSHDBOLCHP15 | CSH.DSL.STMTURBINE | PJ, PJ/a | COMSTDSC | CSH | 2015 |  |  | 1 |  |  |  |  | 1 | 1 | 1 | 1 | 1 | [15 empty] | R2,R3,R4,R5,R6 | [5 empty] | 3
CSHDOTRCHP15 | CSH.DSL.OTHERCHP | PJ, PJ/a | COMSTDOC | CSH | 2015 |  |  | 1 |  |  |  |  | 1 | 1 | 1 | 1 | 1 | [15 empty] | R2,R3,R4,R5,R6 | [5 empty] | 3
*UTILITY SCALE CHP - SH | [32 empty] | *UTILITY SCALE CHP - SH
CSHNUTIBOI15 | CSH.NG.UTILITY.BOILER | PJ, PJ/a | COMSTNB | CSH | 2015 | 30 | 2.5216 | 0.858 |  |  | 0.07092 | 0.18 | 0.28 | 0.28 | 0.28 | 0.28 | 0.28 | [15 empty] | R2,R3,R4,R5,R6
CSHNUTICHP15 | CSH.NG.UTILITY.CHP | PJ, PJ/a | COMSTNUC | CSH | 2015 | 30 | 2.5216 | 0.858 |  |  | 0.07092 | 0.18 | 0.28 | 0.28 | 0.28 | 0.28 | 0.28 | [15 empty] | R2,R3,R4,R5,R6
CSHBUTICHP15 | CSH.DSL.UTILITY.CHP | PJ, PJ/a | COMSTBUC | CSH | 2015 | 30 | 2.5216 | 0.858 |  |  | 0.07092 | 0.18 | 0.28 | 0.28 | 0.28 | 0.28 | 0.28 | [15 empty] | R2,R3,R4,R5,R6
* Space Cooling | [32 empty] | * Space Cooling
* Commercial Centrifugal Chillers | [32 empty] | * Commercial Centrifugal Chillers
CSCCCCST11 | CSC.ELC.CCC.ST.11 | PJ, PJ/a | COMELC | CSC | 2011 | 25 | 2.91 | 6.6787 |  |  | 0.18439 | 0.18 | 0.17 | 0.17 | 0.17 | 0.17 | 0.17 | 0 | 0 | 0 | 0 | 0 | 0 | 0 | 0 | 0 | [6 empty] | R2,R3,R4,R5,R6 | 3.4707 | 1.8326 | 11.1127 | 0.58134 | 1.6163 | 3
CSCCCCST12 | CSC.ELC.CENTCHILLER.ST.12 | PJ, PJ/a | COMELC | CSC | 2012 | 25 | 2.0511 | 5.9 |  |  | 0.24933 | 0.18 | 0.17 | 0.17 | 0.17 | 0.17 | 0.17 |  | 0 | 0 | 0 | 0 | 0 | 0 | 0 | 0 | [6 empty] | R2,R3,R4,R5,R6 | [5 empty] | 3
CSCCCCST18 | CSC.ELC.CENTCHILLER.ST.18 | PJ, PJ/a | COMELC | CSC | 2018 | 25 | 2.4907 | 9.5 |  |  | 0.24933 | 0.18 | 0.17 | 0.17 | 0.17 | 0.17 | 0.17 |  |  | 0 | 0 | 0 | 0 | 0 | 0 | 0 | [6 empty] | R2,R3,R4,R5,R6 | [5 empty] | 3
CSCCCCV122 | CSC.ELC.CENTCHILLER.Ver1.22 | PJ, PJ/a | COMELC | CSC | 2022 | 25 | 2.2235 | 7 |  |  | 0.24933 | 0.18 | 0.17 | 0.17 | 0.17 | 0.17 | 0.17 |  |  |  | 0 | 0 | 0 | 0 | 0 | 0 | [6 empty] | R2,R3,R4,R5,R6 | [5 empty] | 3
CSCCCCV222 | CSC.ELC.CENTCHILLER.Ver2.22 | PJ, PJ/a | COMELC | CSC | 2022 | 25 | 2.4907 | 11.3 |  |  | 0.24933 | 0.18 | 0.17 | 0.17 | 0.17 | 0.17 | 0.17 |  |  |  | 0 | 0 | 0 | 0 | 0 | 0 | [6 empty] | R2,R3,R4,R5,R6 | [5 empty] | 3
CSCCCCV322 | CSC.ELC.CENTCHILLER.Ver3.22 | PJ, PJ/a | COMELC | CSC | 2022 | 25 | 3.2404 | 11.7 |  |  | 0.24933 | 0.18 | 0.17 | 0.17 | 0.17 | 0.17 | 0.17 |  |  |  | 0 | 0 | 0 | 0 | 0 | 0 | [6 empty] | R2,R3,R4,R5,R6 | [5 empty] | 3
CSCCCCV130 | CSC.ELC.CENTCHILLER.Ver1.30 | PJ, PJ/a | COMELC | CSC | 2030 | 25 | 2.8354 | 11.7 |  |  | 0.24933 | 0.18 | 0.17 | 0.17 | 0.17 | 0.17 | 0.17 | [5 empty] | 0 | 0 | 0 | 0 | [6 empty] | R2,R3,R4,R5,R6 | [5 empty] | 3
CSCCCCV130 | CSC.ELC.CENTCHILLER.Ver2.30 | PJ, PJ/a | COMELC | CSC | 2030 | 25 | 2.8354 | 11.7 |  |  | 0.24933 | 0.18 | 0.17 | 0.17 | 0.17 | 0.17 | 0.17 | [5 empty] | 0 | 0 | 0 | 0 | [6 empty] | R2,R3,R4,R5,R6 | [5 empty] | 3
CSCCCCV140 | CSC.ELC.CENTCHILLER.Ver1.40 | PJ, PJ/a | COMELC | CSC | 2040 | 25 | 3.1543 | 12.1 |  |  | 0.24933 | 0.18 | 0.17 | 0.17 | 0.17 | 0.17 | 0.17 | [7 empty] | 0 | 0 | [6 empty] | R2,R3,R4,R5,R6 | [5 empty] | 3
CSCCCCV140 | CSC.ELC.CENTCHILLER.Ver2.40 | PJ, PJ/a | COMELC | CSC | 2040 | 25 | 3.1543 | 12.1 |  |  | 0.24933 | 0.18 | 0.17 | 0.17 | 0.17 | 0.17 | 0.17 | [7 empty] | 0 | 0 | [6 empty] | R2,R3,R4,R5,R6 | [5 empty] | 3
CSCCCCV150 | CSC.ELC.CENTCHILLER.Ver1.50 | PJ, PJ/a | COMELC | CSC | 2050 | 25 | 3.2404 | 12.6 |  |  | 0.24933 | 0.18 | 0.17 | 0.17 | 0.17 | 0.17 | 0.17 | [15 empty] | R2,R3,R4,R5,R6 | [5 empty] | 3
CSCCCCV150 | CSC.ELC.CENTCHILLER.Ver2.50 | PJ, PJ/a | COMELC | CSC | 2050 | 25 | 3.2404 | 12.6 |  |  | 0.24933 | 0.18 | 0.17 | 0.17 | 0.17 | 0.17 | 0.17 | [15 empty] | R2,R3,R4,R5,R6 | [5 empty] | 3
* Commercial Reciprocating Chillers | [32 empty] | * Commercial Reciprocating Chillers
CSCCRCST11 | CSC.ELC.CRC.ST.11 | PJ, PJ/a | COMELC | CSC | 2011 | 20 | 4.8146 | 3.9078 |  |  | 0.26634 | 0.18 | 0.17 | 0.17 | 0.17 | 0.17 | 0.17 | 0 | 0 | 0 | 0 | 0 | 0 | 0 | 0 | 0 | [6 empty] | R2,R3,R4,R5,R6 | 7.1998 | 3.8017 | 23.053 | 1.206 | 3.3531 | 3
CSCCRCST12 | CSC.ELC.RCPCHILLER.Ver1.12 | PJ, PJ/a | COMELC | CSC | 2012 | 20 | 3.16 | 3.1 |  |  | 0.28049 | 0.18 | 0.17 | 0.17 | 0.17 | 0.17 | 0.17 |  | 0 | 0 | 0 | 0 | 0 | 0 | 0 | 0 | [6 empty] | R2,R3,R4,R5,R6 | [5 empty] | 3
CSCCRCST18 | CSC.ELC.RCPCHILLER.Ver1.18 | PJ, PJ/a | COMELC | CSC | 2018 | 20 | 3.4473 | 4.1 |  |  | 0.28049 | 0.18 | 0.17 | 0.17 | 0.17 | 0.17 | 0.17 |  |  | 0 | 0 | 0 | 0 | 0 | 0 | 0 | [6 empty] | R2,R3,R4,R5,R6 | [5 empty] | 3
CSCCRCV122 | CSC.ELC.RCPCHILLER.Ver1.22 | PJ, PJ/a | COMELC | CSC | 2022 | 20 | 3.4473 | 4.1 |  |  | 0.28049 | 0.18 | 0.17 | 0.17 | 0.17 | 0.17 | 0.17 |  |  |  | 0 | 0 | 0 | 0 | 0 | 0 | [6 empty] | R2,R3,R4,R5,R6 | [5 empty] | 3
CSCCRCV222 | CSC.ELC.RCPCHILLER.Ver2.22 | PJ, PJ/a | COMELC | CSC | 2022 | 20 | 3.4473 | 4.1 |  |  | 0.28049 | 0.18 | 0.17 | 0.17 | 0.17 | 0.17 | 0.17 |  |  |  | 0 | 0 | 0 | 0 | 0 | 0 | [6 empty] | R2,R3,R4,R5,R6 | [5 empty] | 3
CSCCRCV322 | CSC.ELC.RCPCHILLER.Ver3.22 | PJ, PJ/a | COMELC | CSC | 2022 | 20 | 4.8262 | 4.5 |  |  | 0.28049 | 0.18 | 0.17 | 0.17 | 0.17 | 0.17 | 0.17 |  |  |  | 0 | 0 | 0 | 0 | 0 | 0 | [6 empty] | R2,R3,R4,R5,R6 | [5 empty] | 3
CSCCRCV130 | CSC.ELC.RCPCHILLER.Ver1.30 | PJ, PJ/a | COMELC | CSC | 2030 | 20 | 3.4473 | 4.4 |  |  | 0.28049 | 0.18 | 0.17 | 0.17 | 0.17 | 0.17 | 0.17 | [5 empty] | 0 | 0 | 0 | 0 | [6 empty] | R2,R3,R4,R5,R6 | [5 empty] | 3
CSCCRCV130 | CSC.ELC.RCPCHILLER.Ver2.30 | PJ, PJ/a | COMELC | CSC | 2030 | 20 | 3.4473 | 4.4 |  |  | 0.28049 | 0.18 | 0.17 | 0.17 | 0.17 | 0.17 | 0.17 | [5 empty] | 0 | 0 | 0 | 0 | [6 empty] | R2,R3,R4,R5,R6 | [5 empty] | 3
CSCCRCV140 | CSC.ELC.RCPCHILLER.Ver1.40 | PJ, PJ/a | COMELC | CSC | 2040 | 20 | 3.4473 | 4.4 |  |  | 0.28049 | 0.18 | 0.17 | 0.17 | 0.17 | 0.17 | 0.17 | [7 empty] | 0 | 0 | [6 empty] | R2,R3,R4,R5,R6 | [5 empty] | 3
CSCCRCV140 | CSC.ELC.RCPCHILLER.Ver2.40 | PJ, PJ/a | COMELC | CSC | 2040 | 20 | 3.4473 | 4.4 |  |  | 0.28049 | 0.18 | 0.17 | 0.17 | 0.17 | 0.17 | 0.17 | [7 empty] | 0 | 0 | [6 empty] | R2,R3,R4,R5,R6 | [5 empty] | 3
CSCCRCV150 | CSC.ELC.RCPCHILLER.Ver1.50 | PJ, PJ/a | COMELC | CSC | 2050 | 20 | 3.4473 | 4.4 |  |  | 0.28049 | 0.18 | 0.17 | 0.17 | 0.17 | 0.17 | 0.17 | [15 empty] | R2,R3,R4,R5,R6 | [5 empty] | 3
CSCCRCV150 | CSC.ELC.RCPCHILLER.Ver2.50 | PJ, PJ/a | COMELC | CSC | 2050 | 20 | 3.4473 | 4.4 |  |  | 0.28049 | 0.18 | 0.17 | 0.17 | 0.17 | 0.17 | 0.17 | [15 empty] | R2,R3,R4,R5,R6 | [5 empty] | 3
* Commercial Screw Chillers | [32 empty] | * Commercial Screw Chillers
CSCCSWST11 | CSC.ELC.CSW.ST.11 | PJ, PJ/a | COMELC | CSC | 2011 | 20 | 5.53 | 3.7415 |  |  | 0.24585 | 0.18 | 0.17 | 0.17 | 0.17 | 0.17 | 0.17 | 0 | 0 | 0 | 0 | 0 | 0 | 0 | 0 | 0 | [6 empty] | R2,R3,R4,R5,R6 | [5 empty] | 3
CSCCSWST12 | CSC.ELC.SCWCHILLER.Ver1.12 | PJ, PJ/a | COMELC | CSC | 2012 | 20 | 3.7274 | 3.1 |  |  | 0.31166 | 0.18 | 0.17 | 0.17 | 0.17 | 0.17 | 0.17 |  | 0 | 0 | 0 | 0 | 0 | 0 | 0 | 0 | [6 empty] | R2,R3,R4,R5,R6 | [5 empty] | 3
CSCCSWST18 | CSC.ELC.SCWCHILLER.Ver1.18 | PJ, PJ/a | COMELC | CSC | 2018 | 20 | 4.2768 | 4.2 |  |  | 0.31166 | 0.18 | 0.17 | 0.17 | 0.17 | 0.17 | 0.17 |  |  | 0 | 0 | 0 | 0 | 0 | 0 | 0 | [6 empty] | R2,R3,R4,R5,R6 | [5 empty] | 3
CSCCSWV122 | CSC.ELC.SCWCHILLER.Ver1.22 | PJ, PJ/a | COMELC | CSC | 2022 | 20 | 3.9967 | 4.1 |  |  | 0.31166 | 0.18 | 0.17 | 0.17 | 0.17 | 0.17 | 0.17 |  |  |  | 0 | 0 | 0 | 0 | 0 | 0 | [6 empty] | R2,R3,R4,R5,R6 | [5 empty] | 3
CSCCSWV222 | CSC.ELC.SCWCHILLER.Ver2.22 | PJ, PJ/a | COMELC | CSC | 2022 | 20 | 3.9967 | 4.4 |  |  | 0.31166 | 0.18 | 0.17 | 0.17 | 0.17 | 0.17 | 0.17 |  |  |  | 0 | 0 | 0 | 0 | 0 | 0 | [6 empty] | R2,R3,R4,R5,R6 | [5 empty] | 3
CSCCSWV322 | CSC.ELC.SCWCHILLER.Ver3.22 | PJ, PJ/a | COMELC | CSC | 2022 | 20 | 4.4276 | 6.4 |  |  | 0.31166 | 0.18 | 0.17 | 0.17 | 0.17 | 0.17 | 0.17 |  |  |  | 0 | 0 | 0 | 0 | 0 | 0 | [6 empty] | R2,R3,R4,R5,R6 | [5 empty] | 3
CSCCSWV130 | CSC.ELC.SCWCHILLER.Ver1.30 | PJ, PJ/a | COMELC | CSC | 2030 | 20 | 4.0398 | 4.5 |  |  | 0.31166 | 0.18 | 0.17 | 0.17 | 0.17 | 0.17 | 0.17 | [5 empty] | 0 | 0 | 0 | 0 | [6 empty] | R2,R3,R4,R5,R6 | [5 empty] | 3
CSCCSWV130 | CSC.ELC.SCWCHILLER.Ver2.30 | PJ, PJ/a | COMELC | CSC | 2030 | 20 | 4.0398 | 4.5 |  |  | 0.31166 | 0.18 | 0.17 | 0.17 | 0.17 | 0.17 | 0.17 | [5 empty] | 0 | 0 | 0 | 0 | [6 empty] | R2,R3,R4,R5,R6 | [5 empty] | 3
CSCCSWV140 | CSC.ELC.SCWCHILLER.Ver1.40 | PJ, PJ/a | COMELC | CSC | 2040 | 20 | 4.2121 | 4.9 |  |  | 0.31166 | 0.18 | 0.17 | 0.17 | 0.17 | 0.17 | 0.17 | [7 empty] | 0 | 0 | [6 empty] | R2,R3,R4,R5,R6 | [5 empty] | 3
CSCCSWV140 | CSC.ELC.SCWCHILLER.Ver2.40 | PJ, PJ/a | COMELC | CSC | 2040 | 20 | 4.2121 | 4.9 |  |  | 0.31166 | 0.18 | 0.17 | 0.17 | 0.17 | 0.17 | 0.17 | [7 empty] | 0 | 0 | [6 empty] | R2,R3,R4,R5,R6 | [5 empty] | 3
CSCCSWV150 | CSC.ELC.SCWCHILLER.Ver1.50 | PJ, PJ/a | COMELC | CSC | 2050 | 20 | 4.2983 | 5.2 |  |  | 0.31166 | 0.18 | 0.17 | 0.17 | 0.17 | 0.17 | 0.17 | [15 empty] | R2,R3,R4,R5,R6 | [5 empty] | 3
CSCCSWV150 | CSC.ELC.SCWCHILLER.Ver2.50 | PJ, PJ/a | COMELC | CSC | 2050 | 20 | 4.2983 | 5.2 |  |  | 0.31166 | 0.18 | 0.17 | 0.17 | 0.17 | 0.17 | 0.17 | [15 empty] | R2,R3,R4,R5,R6 | [5 empty] | 3
* Commercial Scroll Chillers | [32 empty] | * Commercial Scroll Chillers
CSCCSCST11 | CSC.ELC.CSC.ST.11 (Scroll Chiller) | PJ, PJ/a | COMELC | CSC | 2011 | 20 | 5.82 | 4.54 |  |  | 0.34829 | 0.18 | 0.17 | 0.17 | 0.17 | 0.17 | 0.17 | 0 | 0 | 0 | 0 | 0 | 0 | 0 | 0 | 0 | [6 empty] | R2,R3,R4,R5,R6 | [5 empty] | 3
CSCCSCST12 | CSC.ELC.CSC.Ver1.12 | PJ, PJ/a | COMELC | CSC | 2012 | 20 | 3.7988 | 3.7 |  |  | 0.39368 | 0.18 | 0.17 | 0.17 | 0.17 | 0.17 | 0.17 |  | 0 | 0 | 0 | 0 | 0 | 0 | 0 | 0 | [6 empty] | R2,R3,R4,R5,R6 | [5 empty] | 3
CSCCSCST18 | CSC.ELC.CSC.Ver1.18 | PJ, PJ/a | COMELC | CSC | 2018 | 20 | 4.452 | 4.6 |  |  | 0.39368 | 0.18 | 0.17 | 0.17 | 0.17 | 0.17 | 0.17 |  |  | 0 | 0 | 0 | 0 | 0 | 0 | 0 | [6 empty] | R2,R3,R4,R5,R6 | [5 empty] | 3
CSCCSCV122 | CSC.ELC.CSC.Ver1.22 | PJ, PJ/a | COMELC | CSC | 2022 | 20 | 4.0573 | 4 |  |  | 0.39368 | 0.18 | 0.17 | 0.17 | 0.17 | 0.17 | 0.17 |  |  |  | 0 | 0 | 0 | 0 | 0 | 0 | [6 empty] | R2,R3,R4,R5,R6 | [5 empty] | 3
CSCCSCV222 | CSC.ELC.CSC.Ver2.22 | PJ, PJ/a | COMELC | CSC | 2022 | 20 | 4.0573 | 4.6 |  |  | 0.39368 | 0.18 | 0.17 | 0.17 | 0.17 | 0.17 | 0.17 |  |  |  | 0 | 0 | 0 | 0 | 0 | 0 | [6 empty] | R2,R3,R4,R5,R6 | [5 empty] | 3
CSCCSCV322 | CSC.ELC.CSC.Ver3.22 | PJ, PJ/a | COMELC | CSC | 2022 | 20 | 4.4883 | 5 |  |  | 0.39368 | 0.18 | 0.17 | 0.17 | 0.17 | 0.17 | 0.17 |  |  |  | 0 | 0 | 0 | 0 | 0 | 0 | [6 empty] | R2,R3,R4,R5,R6 | [5 empty] | 3
CSCCSCV130 | CSC.ELC.CSC.Ver1.30 | PJ, PJ/a | COMELC | CSC | 2030 | 20 | 4.3159 | 4.8 |  |  | 0.39368 | 0.18 | 0.17 | 0.17 | 0.17 | 0.17 | 0.17 | [5 empty] | 0 | 0 | 0 | 0 | [6 empty] | R2,R3,R4,R5,R6 | [5 empty] | 3
CSCCSCV130 | CSC.ELC.CSC.Ver2.30 | PJ, PJ/a | COMELC | CSC | 2030 | 20 | 4.3159 | 4.8 |  |  | 0.39368 | 0.18 | 0.17 | 0.17 | 0.17 | 0.17 | 0.17 | [5 empty] | 0 | 0 | 0 | 0 | [6 empty] | R2,R3,R4,R5,R6 | [5 empty] | 3
CSCCSCV140 | CSC.ELC.CSC.Ver1.40 | PJ, PJ/a | COMELC | CSC | 2040 | 20 | 4.4452 | 5 |  |  | 0.39368 | 0.18 | 0.17 | 0.17 | 0.17 | 0.17 | 0.17 | [7 empty] | 0 | 0 | [6 empty] | R2,R3,R4,R5,R6 | [5 empty] | 3
CSCCSCV140 | CSC.ELC.CSC.Ver2.40 | PJ, PJ/a | COMELC | CSC | 2040 | 20 | 4.4452 | 5 |  |  | 0.39368 | 0.18 | 0.17 | 0.17 | 0.17 | 0.17 | 0.17 | [7 empty] | 0 | 0 | [6 empty] | R2,R3,R4,R5,R6 | [5 empty] | 3
CSCCSCV150 | CSC.ELC.CSC.Ver1.50 | PJ, PJ/a | COMELC | CSC | 2050 | 20 | 4.6606 | 5.1 |  |  | 0.39368 | 0.18 | 0.17 | 0.17 | 0.17 | 0.17 | 0.17 | [15 empty] | R2,R3,R4,R5,R6 | [5 empty] | 3
CSCCSCV150 | CSC.ELC.CSC.Ver2.50 | PJ, PJ/a | COMELC | CSC | 2050 | 20 | 4.6606 | 5.1 |  |  | 0.39368 | 0.18 | 0.17 | 0.17 | 0.17 | 0.17 | 0.17 | [15 empty] | R2,R3,R4,R5,R6 | [5 empty] | 3
* Commercial Rooftop Air Conditioners | [32 empty] | * Commercial Rooftop Air Conditioners
CSCRACST11 | CSC.ELC.RAC.ST.11 | PJ, PJ/a | COMELC | CSC | 2011 | 21 | 5.95 | 4.025 |  |  | 0.30751 | 0.18 | 0.17 | 0.17 | 0.17 | 0.17 | 0.17 | 0 | 0 | 0 | 0 | 0 | 0 | 0 | 0 | 0 | [6 empty] | R2,R3,R4,R5,R6 | 27.4677 | 14.5036 | 87.948 | 4.6008 | 12.7921 | 3
CSCRACST12 | CSC.ELC.RAC.ST.Ver1.12 | PJ, PJ/a | COMELC | CSC | 2012 | 21 | 5.9465 | 10.6 |  |  | 0.30751 | 0.18 | 0.17 | 0.17 | 0.17 | 0.17 | 0.17 |  | 0 | 0 | 0 | 0 | 0 | 0 | 0 | 0 | [6 empty] | R2,R3,R4,R5,R6 | [5 empty] | 3
CSCRACST18 | CSC.ELC.RAC.ST.Ver1.18 | PJ, PJ/a | COMELC | CSC | 2018 | 21 | 6.8199 | 11.5 |  |  | 0.30751 | 0.18 | 0.17 | 0.17 | 0.17 | 0.17 | 0.17 |  |  | 0 | 0 | 0 | 0 | 0 | 0 | 0 | [6 empty] | R2,R3,R4,R5,R6 | [5 empty] | 3
CSCRACV122 | CSC.ELC.RAC.ST.Ver1.22 | PJ, PJ/a | COMELC | CSC | 2022 | 21 | 6.8199 | 11.5 |  |  | 0.30751 | 0.18 | 0.17 | 0.17 | 0.17 | 0.17 | 0.17 |  |  |  | 0 | 0 | 0 | 0 | 0 | 0 | [6 empty] | R2,R3,R4,R5,R6 | [5 empty] | 3
CSCRACV222 | CSC.ELC.RAC.ST.Ver2.22 | PJ, PJ/a | COMELC | CSC | 2022 | 21 | 6.8199 | 11.5 |  |  | 0.30751 | 0.18 | 0.17 | 0.17 | 0.17 | 0.17 | 0.17 |  |  |  | 0 | 0 | 0 | 0 | 0 | 0 | [6 empty] | R2,R3,R4,R5,R6 | [5 empty] | 3
CSCRACV322 | CSC.ELC.RAC.ST.Ver3.22 | PJ, PJ/a | COMELC | CSC | 2022 | 21 | 7.4806 | 12.2 |  |  | 0.30751 | 0.18 | 0.17 | 0.17 | 0.17 | 0.17 | 0.17 |  |  |  | 0 | 0 | 0 | 0 | 0 | 0 | [6 empty] | R2,R3,R4,R5,R6 | [5 empty] | 3
CSCRACV422 | CSC.ELC.RAC.ST.Ver4.22 | PJ, PJ/a | COMELC | CSC | 2022 | 21 | 10.112 | 12.8 |  |  | 0.30751 | 0.18 | 0.17 | 0.17 | 0.17 | 0.17 | 0.17 |  |  |  | 0 | 0 | 0 | 0 | 0 | 0 | [6 empty] | R2,R3,R4,R5,R6 | [5 empty] | 3
CSCRACV123 | CSC.ELC.RAC.ST.Ver1.23 | PJ, PJ/a | COMELC | CSC | 2023 | 21 | 7.7908 | 12.2 |  |  | 0.30751 | 0.18 | 0.17 | 0.17 | 0.17 | 0.17 | 0.17 |  |  |  | 0 | 0 | 0 | 0 | 0 | 0 | [6 empty] | R2,R3,R4,R5,R6 | [5 empty] | 3
CSCRACV223 | CSC.ELC.RAC.ST.Ver2.23 | PJ, PJ/a | COMELC | CSC | 2023 | 21 | 7.7908 | 12.2 |  |  | 0.30751 | 0.18 | 0.17 | 0.17 | 0.17 | 0.17 | 0.17 |  |  |  | 0 | 0 | 0 | 0 | 0 | 0 | [6 empty] | R2,R3,R4,R5,R6 | [5 empty] | 3
CSCRACV323 | CSC.ELC.RAC.ST.Ver3.23 | PJ, PJ/a | COMELC | CSC | 2023 | 21 | 8.6009 | 12.7 |  |  | 0.30751 | 0.18 | 0.17 | 0.17 | 0.17 | 0.17 | 0.17 |  |  |  | 0 | 0 | 0 | 0 | 0 | 0 | [6 empty] | R2,R3,R4,R5,R6 | [5 empty] | 3
CSCRACV423 | CSC.ELC.RAC.ST.Ver4.23 | PJ, PJ/a | COMELC | CSC | 2023 | 21 | 10.112 | 12.8 |  |  | 0.30751 | 0.18 | 0.17 | 0.17 | 0.17 | 0.17 | 0.17 |  |  |  | 0 | 0 | 0 | 0 | 0 | 0 | [6 empty] | R2,R3,R4,R5,R6 | [5 empty] | 3
CSCRACV130 | CSC.ELC.RAC.ST.Ver1.30 | PJ, PJ/a | COMELC | CSC | 2030 | 21 | 7.8828 | 12.2 |  |  | 0.30751 | 0.18 | 0.17 | 0.17 | 0.17 | 0.17 | 0.17 | [15 empty] | R2,R3,R4,R5,R6 | [5 empty] | 3
CSCRACV230 | CSC.ELC.RAC.ST.Ver2.30 | PJ, PJ/a | COMELC | CSC | 2030 | 21 | 10.112 | 12.8 |  |  | 0.30751 | 0.18 | 0.17 | 0.17 | 0.17 | 0.17 | 0.17 | [15 empty] | R2,R3,R4,R5,R6 | [5 empty] | 3
* Commercial Gas-Fired Engine-Driven Rooftop Air Conditioners | [32 empty] | * Commercial Gas-Fired Engine-Driven Rooftop Air Conditioners
CSCNGACST12 | CSC.NG.ROOFAC.ST.Ver1.12 | PJ, PJ/a | COMNGAEA | CSC | 2012 | 15 | 0.91448 | 1.4 |  |  | 0.19122 | 0.18 | 0.17 | 0.17 | 0.17 | 0.17 | 0.17 | 0 | 0 | 0 | 0 | 0 | 0 | 0 | 0 | 0 | [6 empty] | R2,R3,R4,R5,R6 | [5 empty] | 3
CSCNGACST18 | CSC.NG.ROOFAC.ST.Ver1.18 | PJ, PJ/a | COMNGAEA | CSC | 2018 | 15 | 1.2888 | 1.4 |  |  | 0.19122 | 0.18 | 0.17 | 0.17 | 0.17 | 0.17 | 0.17 |  | 0 | 0 | 0 | 0 | 0 | 0 | 0 | 0 | [6 empty] | R2,R3,R4,R5,R6 | [5 empty] | 3
CSCNGACV122 | CSC.NG.ROOFAC.ST.Ver1.22 | PJ, PJ/a | COMNGAEA | CSC | 2022 | 15 | 1.61 | 1.4 |  |  | 0.19122 | 0.18 | 0.17 | 0.17 | 0.17 | 0.17 | 0.17 |  |  | 0 | 0 | 0 | 0 | 0 | 0 | 0 | [6 empty] | R2,R3,R4,R5,R6 | [5 empty] | 3
CSCNGACV130 | CSC.NG.ROOFAC.ST.Ver1.30 | PJ, PJ/a | COMNGAEA | CSC | 2030 | 15 | 1.61 | 1.4 |  |  | 0.19122 | 0.18 | 0.17 | 0.17 | 0.17 | 0.17 | 0.17 | [15 empty] | R2,R3,R4,R5,R6 | [5 empty] | 3
* Commercial Window Air Conditioners | [32 empty] | * Commercial Window Air Conditioners
CSCWACST11 | CSC.ELC.WAC.ST.11 | PJ, PJ/a | COMELC | CSC | 2011 | 11 | 2.5194 | 2.9308 |  |  | 0.093659 | 0.18 | 0.17 | 0.17 | 0.17 | 0.17 | 0.17 | 0 | 0 | 0 | 0 | 0 | 0 | 0 | 0 | 0 | [6 empty] | R2,R3,R4,R5,R6 | 5.2896 | 2.793 | 16.9365 | 0.886 | 2.4634 | 3
CSCWACHE11 | CSC.ELC.WAC.HE.11 | PJ, PJ/a | COMELC | CSC | 2015 | 11 | 4.0742 | 3.3705 |  |  | 0.093659 | 0.18 | 0.17 | 0.17 | 0.17 | 0.17 | 0.17 |  | 0 | 0 | 0 | 0 | 0 | 0 | 0 | 0 | [6 empty] | R2,R3,R4,R5,R6 | [5 empty] | 3
CSCWACST20 | CSC.ELC.WAC.ST.20 | PJ, PJ/a | COMELC | CSC | 2020 | 11 | 3.59 | 3.2239 |  |  | 0.093659 | 0.18 | 0.17 | 0.17 | 0.17 | 0.17 | 0.17 |  |  | 0 | 0 | 0 | 0 | 0 | 0 | 0 | [6 empty] | R2,R3,R4,R5,R6 | [5 empty] | 3
CSCWACHE30 | CSC.ELC.WAC.HE.30 | PJ, PJ/a | COMELC | CSC | 2030 | 11 | 5.76 | 3.8101 |  |  | 0.093659 | 0.18 | 0.17 | 0.17 | 0.17 | 0.17 | 0.17 |  |  |  |  | 0 | 0 | 0 | 0 | 0 | [6 empty] | R2,R3,R4,R5,R6 | [5 empty] | 3
CSCWACST35 | CSC.ELC.WAC.ST.35 | PJ, PJ/a | COMELC | CSC | 2035 | 11 | 3.59 | 3.2825 |  |  | 0.093659 | 0.18 | 0.17 | 0.17 | 0.17 | 0.17 | 0.17 | [15 empty] | R2,R3,R4,R5,R6 | [5 empty] | 3
* Commercial Central Air Conditioners (residential type equipment) | [32 empty] | * Commercial Central Air Conditioners (residential type equipment)
CSCCACST11 | CSC.ELC.CAC.ST.11 | PJ, PJ/a | COMELC | CSC | 2011 | 17 | 5.95 | 4.025 |  |  | 0.19122 | 0.18 | 0.17 | 0.17 | 0.17 | 0.17 | 0.17 | 0 | 0 | 0 | 0 | 0 | 0 | 0 | 0 | 0 | [6 empty] | R2,R3,R4,R5,R6 | 9.7356 | 5.1407 | 31.1723 | 1.6307 | 4.534 | 3
CSCCACHE11 | CSC.ELC.CAC.HE.11 | PJ, PJ/a | COMELC | CSC | 2015 | 17 | 13.71 | 7.034 |  |  | 0.19122 | 0.18 | 0.17 | 0.17 | 0.17 | 0.17 | 0.17 |  | 0 | 0 | 0 | 0 | 0 | 0 | 0 | 0 | [6 empty] | R2,R3,R4,R5,R6 | [5 empty] | 3
CSCCACST20 | CSC.ELC.CAC.ST.20 | PJ, PJ/a | COMELC | CSC | 2020 | 17 | 6.21 | 4.1032 |  |  | 0.19122 | 0.18 | 0.17 | 0.17 | 0.17 | 0.17 | 0.17 |  |  | 0 | 0 | 0 | 0 | 0 | 0 | 0 | [6 empty] | R2,R3,R4,R5,R6 | [5 empty] | 3
CSCCACST30 | CSC.ELC.CAC.ST.30 | PJ, PJ/a | COMELC | CSC | 2030 | 17 | 6.21 | 4.2497 |  |  | 0.19122 | 0.18 | 0.17 | 0.17 | 0.17 | 0.17 | 0.17 |  |  |  |  | 0 | 0 | 0 | 0 | 0 | [6 empty] | R2,R3,R4,R5,R6 | [5 empty] | 3
CSCCACST35 | CSC.ELC.CAC.ST.35 | PJ, PJ/a | COMELC | CSC | 2035 | 17 | 6.4315 | 4.3962 |  |  | 0.19122 | 0.18 | 0.17 | 0.17 | 0.17 | 0.17 | 0.17 | [15 empty] | R2,R3,R4,R5,R6 | [5 empty] | 3
* Commercial NG Heat Pump | [32 empty] | * Commercial NG Heat Pump
CSCNHPST11 | CSC.NG.HEATPUMP.ST.11 | PJ, PJ/a | COMNGAEA | CSC | 2011 | 30 | 27.93 | 1.1 |  |  | 0.45073 | 0.18 | 0.17 | 0.17 | 0.17 | 0.17 | 0.17 |  |  | 0 | 0 | 0 | 0 | 0 | 0 | 0 | [6 empty] | R2,R3,R4,R5,R6 | [5 empty] | 3
CSCNHPST20 | CSC.NG.HEATPUMP.ST.20 | PJ, PJ/a | COMNGAEA | CSC | 2020 | 30 | 18.9924 | 1.1 |  |  | 0.45073 | 0.18 | 0.17 | 0.17 | 0.17 | 0.17 | 0.17 |  |  |  |  | 0 | 0 | 0 | 0 | 0 | [6 empty] | R2,R3,R4,R5,R6 | [5 empty] | 3
CSCNHPST30 | CSC.NG.HEATPUMP.ST.30 | PJ, PJ/a | COMNGAEA | CSC | 2030 | 30 | 11.5421 | 1.1 |  |  | 0.45073 | 0.18 | 0.17 | 0.17 | 0.17 | 0.17 | 0.17 | [15 empty] | R2,R3,R4,R5,R6 | [5 empty] | 3
* Commercial NG Chiller (A:Absorption; E: engine-driven) | [32 empty] | * Commercial NG Chiller (A:Absorption; E: engine-driven)
CSCCHAST11 | CSC.NG.CHA.ST.11 | PJ, PJ/a | COMNGAEA | CSC | 2011 | 23 | 7.18 | 1.1 |  |  | 0.18439 | 0.18 | 0.17 | 0.17 | 0.17 | 0.17 | 0.17 | 0 | 0 | 0 | 0 | 0 | 0 | 0 | 0 | 0 | [6 empty] | R2,R3,R4,R5,R6 | 12.7452 | 6.7298 | 40.8086 | 2.1348 | 5.9356 | 3
CSCCHEST11 | CSC.NG.CHE.ST.11 | PJ, PJ/a | COMNGAEA | CSC | 2015 | 25 | 6.98 | 1.7 |  |  | 0.32781 | 0.18 | 0.17 | 0.17 | 0.17 | 0.17 | 0.17 |  | 0 | 0 | 0 | 0 | 0 | 0 | 0 | 0 | [6 empty] | R2,R3,R4,R5,R6 | [5 empty] | 3
CSCCHAST20 | CSC.NG.CHA.ST.20 | PJ, PJ/a | COMNGAEA | CSC | 2020 | 23 | 6.761 | 1.2 |  |  | 0.18439 | 0.18 | 0.17 | 0.17 | 0.17 | 0.17 | 0.17 |  |  |  |  | 0 | 0 | 0 | 0 | 0 | [6 empty] | R2,R3,R4,R5,R6 | [5 empty] | 3
CSCCHEST20 | CSC.NG.CHE.ST.20 | PJ, PJ/a | COMNGAEA | CSC | 2020 | 25 | 6.98 | 1.8 |  |  | 0.32781 | 0.18 | 0.17 | 0.17 | 0.17 | 0.17 | 0.17 | [15 empty] | R2,R3,R4,R5,R6 | [5 empty] | 3
CSCCHAST30 | CSC.NG.CHA.ST.30 | PJ, PJ/a | COMNGAEA | CSC | 2030 | 23 | 7.18 | 1.3 |  |  | 0.18439 | 0.18 | 0.17 | 0.17 | 0.17 | 0.17 | 0.17 | [15 empty] | R2,R3,R4,R5,R6 | [5 empty] | 3
* Commercial CHP Steam | [32 empty] | * Commercial CHP Steam
CSCNBOLCHP | CSC.NG.STMTURBINE | PJ, PJ/a | COMSTNSC | CSC | 2015 |  |  | 1 |  |  |  |  | 1 | 1 | 1 | 1 | 1 | [15 empty] | R2,R3,R4,R5,R6 | [5 empty] | 3
CSCNOTRCHP | CSC.NG.OTHERCHP | PJ, PJ/a | COMSTNOC | CSC | 2015 |  |  | 1 |  |  |  |  | 1 | 1 | 1 | 1 | 1 | [15 empty] | R2,R3,R4,R5,R6 | [5 empty] | 3
CSCDBOLCHP | CSC.DSL.STMTURBINE | PJ, PJ/a | COMSTDSC | CSC | 2015 |  |  | 1 |  |  |  |  | 1 | 1 | 1 | 1 | 1 | [15 empty] | R2,R3,R4,R5,R6 | [5 empty] | 3
CSCDOTRCHP | CSC.DSL.OTHERCHP | PJ, PJ/a | COMSTDOC | CSC | 2015 |  |  | 1 |  |  |  |  | 1 | 1 | 1 | 1 | 1 | [15 empty] | R2,R3,R4,R5,R6 | [5 empty] | 3
* Water Heating | [32 empty] | * Water Heating
*solar | [32 empty] | *solar
CWHSLNST15 | CWH.ELC.SOLAR.ST.15 | PJ, PJ/a | COMELC |  | 2015 | 20 | 27.7109 | 2.5 | 0.55 | 0.55 | 0.076975 | 0.45 | 0.44 | 0.44 | 0.44 | 0.44 | 0.44 | 0 | 0 | 0 | 0 | 0 | 0 | 0 | 0 | 0 | [6 empty] | R2,R3,R4,R5,R6 | [5 empty] | 3
|  |  | COMSOL | [5 empty] | 0.45 | 0.45 | [22 empty] | R2,R3,R4,R5,R6 | [5 empty] | 3
|  |  |  | CWH | [28 empty] | R2,R3,R4,R5,R6 | [5 empty] | 3
CWHSLNST20 | CWH.ELC.SOLAR.ST.20 | PJ, PJ/a | COMELC |  | 2020 | 20 | 21.9378 | 3 | 0.55 | 0.55 | 0.064146 | 0.45 | 0.44 | 0.44 | 0.44 | 0.44 | 0.44 |  |  |  | 0 | 0 | 0 | 0 | 0 | 0 | [6 empty] | R2,R3,R4,R5,R6 | [5 empty] | 3
|  |  | COMSOL | [5 empty] | 0.45 | 0.45 | [22 empty] | R2,R3,R4,R5,R6 | [5 empty] | 3
|  |  |  | CWH | [28 empty] | R2,R3,R4,R5,R6 | [5 empty] | 3
CWHSLNST30 | CWH.ELC.SOLAR.ST.30 | PJ, PJ/a | COMELC |  | 2030 | 20 | 17.6162 | 3.5 | 0.55 | 0.55 | 0.054982 | 0.45 | 0.44 | 0.44 | 0.44 | 0.44 | 0.44 | [15 empty] | R2,R3,R4,R5,R6 | [5 empty] | 3
|  |  | COMSOL | [5 empty] | 0.45 | 0.45 | [22 empty] | R2,R3,R4,R5,R6
|  |  |  | CWH | [28 empty] | R2,R3,R4,R5,R6
*heatpump | [32 empty] | *heatpump
CWHEHPST11 | CWH.ELC.HEATPUMP.ST.11 | PJ, PJ/a | COMELC | CWH | 2011 | 13 | 25.9903 | 2 |  |  | 0.21073 | 0.24 | 0.44 | 0.44 | 0.44 | 0.44 | 0.44 | 0 | 0 | 0 | 0 | 0 | 0 | 0 | 0 | 0 | [6 empty] | R2,R3,R4,R5,R6 | 0.0055014 | 0.0029049 | 0.017615 | 0.00092148 | 0.0025621 | 3
CWHEHPST15 | CWH.ELC.HEATPUMP.ST.15 | PJ, PJ/a | COMELC | CWH | 2015 | 13 | 26.2001 | 2 |  |  | 0.21279 | 0.24 | 0.44 | 0.44 | 0.44 | 0.44 | 0.44 | 0 | 0 | 0 | 0 | 0 | 0 | 0 | 0 | 0 | [6 empty] | R2,R3,R4,R5,R6 | [5 empty] | 3
CWHEHPHE15 | CWH.ELC.HEATPUMP.HE.15 | PJ, PJ/a | COMELC | CWH | 2015 | 13 | 28.8001 | 2.35 |  |  | 0.21073 | 0.24 | 0.44 | 0.44 | 0.44 | 0.44 | 0.44 | 0 | 0 | 0 | 0 | 0 | 0 | 0 | 0 | 0 | [6 empty] | R2,R3,R4,R5,R6 | [5 empty] | 3
CWHEHPST20 | CWH.ELC.HEATPUMP.ST.20 | PJ, PJ/a | COMELC | CWH | 2020 | 13 | 24.5854 | 2 |  |  | 0.21073 | 0.24 | 0.44 | 0.44 | 0.44 | 0.44 | 0.44 |  |  |  | 0 | 0 | 0 | 0 | 0 | 0 | [6 empty] | R2,R3,R4,R5,R6 | [5 empty] | 3
CWHEHPST30 | CWH.ELC.HEATPUMP.ST.30 | PJ, PJ/a | COMELC | CWH | 2030 | 13 | 23.883 | 2 |  |  | 0.21073 | 0.24 | 0.44 | 0.44 | 0.44 | 0.44 | 0.44 | [15 empty] | R2,R3,R4,R5,R6 | [5 empty] | 3
*ewh | [32 empty] | *ewh
CWHEWHBS11 | CWH.ELC.EWH.BS.11 | PJ, PJ/a | COMELC | CWH | 2011 | 13 | 3.3015 | 0.97 |  |  | 0.033015 | 0.18 | 0.44 | 0.44 | 0.44 | 0.44 | 0.44 | [15 empty] | R2,R3,R4,R5,R6 | 0.038438 | 0.020296 | 0.12307 | 0.0064383 | 0.017901 | 3
CWHEWHST15 | CWH.ELC.EWH.ST.15 | PJ, PJ/a | COMELC | CWH | 2015 | 13 | 2.73 | 0.97 |  |  | 0.033015 | 0.18 | 0.44 | 0.44 | 0.44 | 0.44 | 0.44 | [15 empty] | R2,R3,R4,R5,R6 | [5 empty] | 3
*nwh | [32 empty] | *nwh
CWHNGIBS11 | CWH.NG.INSTANT.BS.11 | PJ, PJ/a | COMNGAEA | CWH | 2011 | 13 | 2.5216 | 0.78 |  |  | 0.06304 | 0.18 | 0.44 | 0.44 | 0.44 | 0.44 | 0.44 | [15 empty] | R2,R3,R4,R5,R6 | 5.6324 | 2.9741 | 18.0343 | 0.94343 | 2.6231 | 3
CWHNWHST15 | CWH.NG.NWH.ST.15 | PJ, PJ/a | COMNGAEA | CWH | 2015 | 13 | 2.4612 | 0.8 |  |  | 0.064004 | 0.18 | 0.44 | 0.44 | 0.44 | 0.44 | 0.44 | [15 empty] | R2,R3,R4,R5,R6 | [5 empty] | 3
CWHNWHHE15 | CWH.NG.NWH.HE.15 | PJ, PJ/a | COMNGAEA | CWH | 2015 | 13 | 2.7412 | 0.99 |  |  | 0.05172 | 0.24 | 0.44 | 0.44 | 0.44 | 0.44 | 0.44 | [15 empty] | R2,R3,R4,R5,R6 | [5 empty] | 3
*dwh | [32 empty] | *dwh
CWHDWHBS11 | CWH.DSL.DWH.BS.11 | PJ, PJ/a | COMDSLEA | CWH | 2011 | 13 | 1.994 | 0.784 |  |  | 0.062724 | 1.75 | 0.44 | 0.44 | 0.44 | 0.44 | 0.44 | 0 | 0 | 0 | 0 | 0 | 0 | 0 | 0 | 0 | [6 empty] | R2,R3,R4,R5,R6 | 1.7385 | 0.91795 | 5.5663 | 0.29119 | 0.80962 | 3
CWHDWHST15 | CWH.DSL.DWH.ST.15 | PJ, PJ/a | COMDSLEA | CWH | 2015 | 13 | 4.1689 | 0.78 |  |  | 0.13641 | 0.24 | 0.44 | 0.44 | 0.44 | 0.44 | 0.44 | 0.7 | 0 | 0 | 0 | 0 | 0 | 0 | 0 | 0 | [6 empty] | R2,R3,R4,R5,R6 | [5 empty] | 3
CWHDWHMD15 | CWH.DSL.DWH.MD.15 | PJ, PJ/a | COMDSLEA | CWH | 2015 | 13 | 5.8435 | 0.8 |  |  | 0.133 | 0.45 | 0.44 | 0.44 | 0.44 | 0.44 | 0.44 | 0 | 0 | 0 | 0 | 0 | 0 | 0 | 0 | 0 | [6 empty] | R2,R3,R4,R5,R6 | [5 empty] | 3
CWHDWHHE15 | CWH.DSL.DWH.HE.15 | PJ, PJ/a | COMDSLEA | CWH | 2015 | 13 | 7.0644 | 0.85 |  |  | 0.12517 | 0.6 | 0.44 | 0.44 | 0.44 | 0.44 | 0.44 | 0 | 0 | 0 | 0 | 0 | 0 | 0 | 0 | 0 | [6 empty] | R2,R3,R4,R5,R6 | [5 empty] | 3
*chp-wh | [32 empty] | *chp-wh
CWHNBOLCHP11 | CWH.NG.STMTURBINE | PJ, PJ/a | COMSTNSC | CWH | 2011 |  |  | 1 |  |  |  |  | 1 | 1 | 1 | 1 | 1 | [9 empty] | 0 | 0 | 0 | 0 | 0 |  | R2,R3,R4,R5,R6 | [5 empty] | 3
CWHNOTRCHP11 | CWH.NG.OTHERCHP | PJ, PJ/a | COMSTNOC | CWH | 2011 |  |  | 1 |  |  |  |  | 1 | 1 | 1 | 1 | 1 | [15 empty] | R2,R3,R4,R5,R6 | 0 | 0 | 0 | 0 | 0 | 3
CWHDBOLCHP11 | CWH.DSL.STMTURBINE | PJ, PJ/a | COMSTDSC | CWH | 2011 |  |  | 1 |  |  |  |  | 1 | 1 | 1 | 1 | 1 | 0 | 0 | 0 | 0 | 0 | 0 | 0 | 0 | 0 | 0 | 0 | 0 | 0 | 0 |  | R2,R3,R4,R5,R6 | [5 empty] | 3
CWHDOTRCHP11 | CWH.DSL.OTHERCHP | PJ, PJ/a | COMSTDOC | CWH | 2011 |  |  | 1 |  |  |  |  | 1 | 1 | 1 | 1 | 1 | 0 | 0 | 0 | 0 | 0 | 0 | 0 | 0 | 0 | 0 | 0 | 0 | 0 | 0 |  | R2,R3,R4,R5,R6 | [5 empty] | 3
*UTILITY SCALE CHP - WH | [32 empty] | *UTILITY SCALE CHP - WH
CWHNUTIBOI15 | CWH.NG.UTILITY.BOILER | PJ, PJ/a | COMSTNB | CWH | 2015 | 30 | 2.5216 | 0.858 |  |  | 0.07092 | 0.18 | 0.44 | 0.44 | 0.44 | 0.44 | 0.44 | [15 empty] | R2,R3,R4,R5,R6
CWHNUTICHP15 | CWH.NG.UTILITY.CHP | PJ, PJ/a | COMSTNUC | CWH | 2015 | 30 | 2.5216 | 0.858 |  |  | 0.07092 | 0.18 | 0.44 | 0.44 | 0.44 | 0.44 | 0.44 | [15 empty] | R2,R3,R4,R5,R6
CWHBUTICHP15 | CWH.DSL.UTILITY.CHP | PJ, PJ/a | COMSTBUC | CWH | 2015 | 30 | 2.5216 | 0.858 |  |  | 0.07092 | 0.18 | 0.44 | 0.44 | 0.44 | 0.44 | 0.44 | [15 empty] | R2,R3,R4,R5,R6
* Ventillation | [32 empty] | * Ventillation
CVTCAVBS11 | CVT.ELC.CAV.BS | PJ, PJ/a | COMELC | CVT | 2011 | 20 |  | 0.38063 |  |  | 3.2104 | 0.18 | 0.85 | 0.85 | 0.85 | 0.85 | 0.85 | 0 | 0 | 0 | 0 | 0 | 0 | 0 | 0 | 0 | [6 empty] | R2,R3,R4,R5,R6 | [5 empty] | 3
CVTCAVST11 | CVT.ELC.CAV.ST11 | PJ, PJ/a | COMELC | CVT | 2011 | 20 | 471.9356 | 0.42765 |  |  | 3.2104 | 0.18 | 0.85 | 0.85 | 0.85 | 0.85 | 0.85 |  | 0 | 0 | 0 | 0 | 0 | 0 | 0 | 0 | [6 empty] | R2,R3,R4,R5,R6 | [5 empty] | 3
CVTCAVHE11 | CVT.ELC.CAV.HE.11 | PJ, PJ/a | COMELC | CVT | 2011 | 20 | 513.6713 | 0.47796 |  |  | 3.2104 | 0.24 | 0.85 | 0.85 | 0.85 | 0.85 | 0.85 |  | 0 | 0 | 0 | 0 | 0 | 0 | 0 | 0 | [6 empty] | R2,R3,R4,R5,R6 | [5 empty] | 3
CVTCAVST20 | CVT.ELC.CAV.ST.20 | PJ, PJ/a | COMELC | CVT | 2020 | 20 | 471.9356 | 0.45141 |  |  | 3.2104 | 0.18 | 0.85 | 0.85 | 0.85 | 0.85 | 0.85 |  |  |  | 0 | 0 | 0 | 0 | 0 | 0 | [6 empty] | R2,R3,R4,R5,R6 | [5 empty] | 3
CVTCAVHE20 | CVT.ELC.CAV.HE.20 | PJ, PJ/a | COMELC | CVT | 2020 | 20 | 513.6713 | 0.50784 |  |  | 3.2104 | 0.24 | 0.85 | 0.85 | 0.85 | 0.85 | 0.85 |  |  |  | 0 | 0 | 0 | 0 | 0 | 0 | [6 empty] | R2,R3,R4,R5,R6 | [5 empty] | 3
CVTCAVST30 | CVT.ELC.CAV.ST.30 | PJ, PJ/a | COMELC | CVT | 2030 | 20 | 471.9356 | 0.47796 |  |  | 3.2104 | 0.18 | 0.85 | 0.85 | 0.85 | 0.85 | 0.85 | [5 empty] | 0 | 0 | 0 | 0 | [6 empty] | R2,R3,R4,R5,R6 | [5 empty] | 3
CVTCAVHE30 | CVT.ELC.CAV.HE.30 | PJ, PJ/a | COMELC | CVT | 2030 | 20 | 513.6713 | 0.54169 |  |  | 3.2104 | 0.24 | 0.85 | 0.85 | 0.85 | 0.85 | 0.85 | [5 empty] | 0 | 0 | 0 | 0 | [6 empty] | R2,R3,R4,R5,R6 | [5 empty] | 3
CVTCAVST40 | CVT.ELC.CAV.ST.40 | PJ, PJ/a | COMELC | CVT | 2040 | 20 | 471.9356 | 0.50784 |  |  | 3.2104 | 0.18 | 0.85 | 0.85 | 0.85 | 0.85 | 0.85 | [15 empty] | R2,R3,R4,R5,R6 | [5 empty] | 3
CVTCAVHE40 | CVT.ELC.CAV.HE.40 | PJ, PJ/a | COMELC | CVT | 2040 | 20 | 513.6713 | 0.58038 |  |  | 3.2104 | 0.24 | 0.85 | 0.85 | 0.85 | 0.85 | 0.85 | [15 empty] | R2,R3,R4,R5,R6 | [5 empty] | 3
CVTVAVBS11 | CVT.ELC.VAV.BS | PJ, PJ/a | COMELC | CVT | 2011 | 20 |  | 1.2556 |  |  | 1.7657 | 0.18 | 0.85 | 0.85 | 0.85 | 0.85 | 0.85 | 0 | 0 | 0 | 0 | 0 | 0 | 0 | 0 | 0 | [6 empty] | R2,R3,R4,R5,R6 | [5 empty] | 3
CVTVAVST11 | CVT.ELC.VAV.ST.11 | PJ, PJ/a | COMELC | CVT | 2011 | 20 | 584.3012 | 1.3428 |  |  | 1.7657 | 0.18 | 0.85 | 0.85 | 0.85 | 0.85 | 0.85 |  | 0 | 0 | 0 | 0 | 0 | 0 | 0 | 0 | [6 empty] | R2,R3,R4,R5,R6 | [5 empty] | 3
CVTVAVHE11 | CVT.ELC.VAV.HE.11 | PJ, PJ/a | COMELC | CVT | 2011 | 20 | 642.0892 | 1.5008 |  |  | 1.7657 | 0.24 | 0.85 | 0.85 | 0.85 | 0.85 | 0.85 |  | 0 | 0 | 0 | 0 | 0 | 0 | 0 | 0 | [6 empty] | R2,R3,R4,R5,R6 | [5 empty] | 3
CVTVAVST20 | CVT.ELC.VAV.ST.20 | PJ, PJ/a | COMELC | CVT | 2020 | 20 | 584.3012 | 1.4174 |  |  | 1.7657 | 0.18 | 0.85 | 0.85 | 0.85 | 0.85 | 0.85 |  |  |  | 0 | 0 | 0 | 0 | 0 | 0 | [6 empty] | R2,R3,R4,R5,R6 | [5 empty] | 3
CVTVAVHE20 | CVT.ELC.VAV.HE.20 | PJ, PJ/a | COMELC | CVT | 2020 | 20 | 642.0892 | 1.5945 |  |  | 1.7657 | 0.24 | 0.85 | 0.85 | 0.85 | 0.85 | 0.85 |  |  |  | 0 | 0 | 0 | 0 | 0 | 0 | [6 empty] | R2,R3,R4,R5,R6 | [5 empty] | 3
CVTVAVST30 | CVT.ELC.VAV.ST.30 | PJ, PJ/a | COMELC | CVT | 2030 | 20 | 584.3012 | 1.5008 |  |  | 1.7657 | 0.18 | 0.85 | 0.85 | 0.85 | 0.85 | 0.85 | [5 empty] | 0 | 0 | 0 | 0 | [6 empty] | R2,R3,R4,R5,R6 | [5 empty] | 3
CVTVAVHE30 | CVT.ELC.VAV.HE.30 | PJ, PJ/a | COMELC | CVT | 2030 | 20 | 642.0892 | 1.7008 |  |  | 1.7657 | 0.24 | 0.85 | 0.85 | 0.85 | 0.85 | 0.85 | [5 empty] | 0 | 0 | 0 | 0 | [6 empty] | R2,R3,R4,R5,R6 | [5 empty] | 3
CVTVAVST40 | CVT.ELC.VAV.ST.40 | PJ, PJ/a | COMELC | CVT | 2040 | 20 | 584.3012 | 1.5945 |  |  | 1.7657 | 0.18 | 0.85 | 0.85 | 0.85 | 0.85 | 0.85 | [15 empty] | R2,R3,R4,R5,R6 | [5 empty] | 3
CVTVAVHE40 | CVT.ELC.VAV.HE.40 | PJ, PJ/a | COMELC | CVT | 2040 | 20 | 642.0892 | 1.8224 |  |  | 1.7657 | 0.24 | 0.85 | 0.85 | 0.85 | 0.85 | 0.85 | [15 empty] | R2,R3,R4,R5,R6 | [5 empty] | 3
* Cooking | [32 empty] | * Cooking
CCKELR011 | CCK.ELC.RANGE.ST | PJ, PJ/a | COMELC | CCK | 2011 | 10 | 3.9161 | 0.77 |  |  | 0.031867 | 0.18 | 0.2 | 0.2 | 0.2 | 0.2 | 0.2 | [15 empty] | R2,R3,R4,R5,R6 | [5 empty] | 3
CCKELR020 | CCK.ELC.INDUCTION.ST | PJ, PJ/a | COMELC | CCK | 2011 | 10 | 4.5794 | 0.8 |  |  | 0.031867 | 0.18 | 0.2 | 0.2 | 0.2 | 0.2 | 0.2 | [15 empty] | R2,R3,R4,R5,R6 | [5 empty] | 3
CCKNGR011 | CCK.NG.RANGE.ST | PJ, PJ/a | COMNGAEA | CCK | 2011 | 10 | 2.809 | 0.45 |  |  | 0.031867 | 0.18 | 0.2 | 0.2 | 0.2 | 0.2 | 0.2 | [15 empty] | R2,R3,R4,R5,R6 | [5 empty] | 3
CCKNGR020 | CCK.NG.CONVECTION.ST | PJ, PJ/a | COMNGAEA | CCK | 2011 | 10 | 3.8276 | 0.6 |  |  | 0.031867 | 0.18 | 0.2 | 0.2 | 0.2 | 0.2 | 0.2 | [15 empty] | R2,R3,R4,R5,R6 | [5 empty] | 3
* Refrigeration | [32 empty] | * Refrigeration
CRFCENBS11 | CRF.ELC.CEN.BS | PJ, PJ/a | COMELC | CRF | 2011 | 14.5652 |  | 3.5793 |  |  | 2.2818 | 0.18 | 1 | 1 | 1 | 1 | 1 | 0 | 0 | 0 | 0 | 0 | 0 | 0 | 0 | 0 | [6 empty] | R2,R3,R4,R5,R6 | [5 empty] | 3
CRFCENST11 | CRF.ELC.CEN.ST.11 | PJ, PJ/a | COMELC | CRF | 2011 | 13.0435 | 49.8709 | 4.0988 |  |  | 2.3722 | 0.18 | 1 | 1 | 1 | 1 | 1 | [15 empty] | R2,R3,R4,R5,R6 | [5 empty] | 3
CRFCENHE11 | CRF.ELC.CEN.HE.11 | PJ, PJ/a | COMELC | CRF | 2011 | 13.0435 | 54.223 | 4.5301 |  |  | 2.3722 | 0.24 | 1 | 1 | 1 | 1 | 1 | [15 empty] | R2,R3,R4,R5,R6 | [5 empty] | 3
CRFWIRBS11 | CRF.ELC.WIR.B | PJ, PJ/a | COMELC | CRF | 2011 | 10.3333 |  | 3.0708 |  |  | 6.2752 | 0.18 | 1 | 1 | 1 | 1 | 1 | 0 | 0 | 0 | 0 | 0 | 0 | 0 | 0 | 0 | [6 empty] | R2,R3,R4,R5,R6 | [5 empty] | 3
CRFWIRST11 | CRF.ELC.WIR.ST.11 | PJ, PJ/a | COMELC | CRF | 2011 | 11 | 86.366 | 7.3017 |  |  | 15.8917 | 0.18 | 1 | 1 | 1 | 1 | 1 | [15 empty] | R2,R3,R4,R5,R6 | [5 empty] | 3
CRFWIRHE11 | CRF.ELC.WIR.HE11 | PJ, PJ/a | COMELC | CRF | 2011 | 11 | 106.3482 | 9.5846 |  |  | 15.8917 | 0.24 | 1 | 1 | 1 | 1 | 1 | [15 empty] | R2,R3,R4,R5,R6 | [5 empty] | 3
CRFWIFBS11 | CRF.ELC.WIF.BS | PJ, PJ/a | COMELC | CRF | 2011 | 10.3333 |  | 0.8128 |  |  | 16.9246 | 0.18 | 1 | 1 | 1 | 1 | 1 | 0 | 0 | 0 | 0 | 0 | 0 | 0 | 0 | 0 | [6 empty] | R2,R3,R4,R5,R6 | [5 empty] | 3
CRFWIFST11 | CRF.ELC.WIF.ST.11 | PJ, PJ/a | COMELC | CRF | 2011 | 11 | 159.6753 | 1.669 |  |  | 31.783 | 0.18 | 1 | 1 | 1 | 1 | 1 | [15 empty] | R2,R3,R4,R5,R6 | [5 empty] | 3
CRFWIFHE11 | CRF.ELC.WIF.HE.11 | PJ, PJ/a | COMELC | CRF | 2011 | 11 | 229.9605 | 1.8757 |  |  | 31.783 | 0.24 | 1 | 1 | 1 | 1 | 1 | [15 empty] | R2,R3,R4,R5,R6 | [5 empty] | 3
CRFRIRBS11 | CRF.ELC.RIR.BS | PJ, PJ/a | COMELC | CRF | 2011 | 8.5 |  | 2.4127 |  |  | 0.33888 | 0.18 | 1 | 1 | 1 | 1 | 1 | 0 | 0 | 0 | 0 | 0 | 0 | 0 | 0 | 0 | [6 empty] | R2,R3,R4,R5,R6 | [5 empty] | 3
CRFRIRST11 | CRF.ELC.RIR.ST.11 | PJ, PJ/a | COMELC | CRF | 2011 | 15 | 381.6824 | 1.6063 |  |  | 3.438 | 0.18 | 1 | 1 | 1 | 1 | 1 | [15 empty] | R2,R3,R4,R5,R6 | [5 empty] | 3
CRFRIRHE11 | CRF.ELC.RIR.HE.11 | PJ, PJ/a | COMELC | CRF | 2011 | 15 | 386.0452 | 2.586 |  |  | 3.438 | 0.24 | 1 | 1 | 1 | 1 | 1 | [15 empty] | R2,R3,R4,R5,R6 | [5 empty] | 3
CRFRIFBS11 | CRF.ELC.RIF.BS | PJ, PJ/a | COMELC | CRF | 2011 | 8.5 |  | 1.3271 |  |  | 0.43779 | 0.18 | 1 | 1 | 1 | 1 | 1 | 0 | 0 | 0 | 0 | 0 | 0 | 0 | 0 | 0 | [6 empty] | R2,R3,R4,R5,R6 | [5 empty] | 3
CRFRIFST11 | CRF.ELC.RIF.ST.11 | PJ, PJ/a | COMELC | CRF | 2011 | 15 | 219.7493 | 0.89719 |  |  | 1.91 | 0.18 | 1 | 1 | 1 | 1 | 1 | [15 empty] | R2,R3,R4,R5,R6 | [5 empty] | 3
CRFRIFHE11 | CRF.ELC.RIF.HE.11 | PJ, PJ/a | COMELC | CRF | 2011 | 15 | 223.1058 | 1.5218 |  |  | 1.91 | 0.24 | 1 | 1 | 1 | 1 | 1 | [15 empty] | R2,R3,R4,R5,R6 | [5 empty] | 3
CRFICMBS11 | CRF.ELC.ICM.BS | PJ, PJ/a | COMELC | CRF | 2011 | 8.25 |  | 0.34902 |  |  | 7.5107 | 0.18 | 1 | 1 | 1 | 1 | 1 | 0 | 0 | 0 | 0 | 0 | 0 | 0 | 0 | 0 | [6 empty] | R2,R3,R4,R5,R6 | [5 empty] | 3
CRFICMST11 | CRF.ELC.ICM.ST.11 | PJ, PJ/a | COMELC | CRF | 2011 | 8.5 | 192.0402 | 0.5119 |  |  | 4.7527 | 0.18 | 1 | 1 | 1 | 1 | 1 | [15 empty] | R2,R3,R4,R5,R6 | [5 empty] | 3
CRFICMHE11 | CRF.ELC.ICM.HE.11 | PJ, PJ/a | COMELC | CRF | 2011 | 8.5 | 195.2927 | 0.57572 |  |  | 4.7527 | 0.24 | 1 | 1 | 1 | 1 | 1 | [15 empty] | R2,R3,R4,R5,R6 | [5 empty] | 3
CRFBVMBS11 | CRF.ELC.BVM.BS | PJ, PJ/a | COMELC | CRF | 2011 | 8.25 |  | 1.665 |  |  | 0.59393 | 0.18 | 1 | 1 | 1 | 1 | 1 | 0 | 0 | 0 | 0 | 0 | 0 | 0 | 0 | 0 | [6 empty] | R2,R3,R4,R5,R6 | [5 empty] | 3
CRFBVMST11 | CRF.ELC.BVM.ST.11 | PJ, PJ/a | COMELC | CRF | 2011 | 15 | 166.3169 | 3.0583 |  |  | 1.6371 | 0.18 | 1 | 1 | 1 | 1 | 1 | [15 empty] | R2,R3,R4,R5,R6 | [5 empty] | 3
CRFBVMHE11 | CRF.ELC.BVM.HE.11 | PJ, PJ/a | COMELC | CRF | 2011 | 15 | 172.0899 | 5.4108 |  |  | 1.6371 | 0.24 | 1 | 1 | 1 | 1 | 1 | [15 empty] | R2,R3,R4,R5,R6 | [5 empty] | 3
CRFRVMBS11 | CRF.ELC.RVM.BS | PJ, PJ/a | COMELC | CRF | 2011 | 12.6667 |  | 1.7666 |  |  | 0.72617 | 0.18 | 1 | 1 | 1 | 1 | 1 | 0 | 0 | 0 | 0 | 0 | 0 | 0 | 0 | 0 | [6 empty] | R2,R3,R4,R5,R6 | [5 empty] | 3
CRFRVMST11 | CRF.ELC.RVM.ST.11 | PJ, PJ/a | COMELC | CRF | 2011 | 10 | 85.4637 | 3.0363 |  |  | 0.40131 | 0.18 | 1 | 1 | 1 | 1 | 1 | 0 | 0 | 0 | 0 | 0 | 0 | 0 | 0 | 0 | [6 empty] | R2,R3,R4,R5,R6 | [5 empty] | 3
CRFRVMHE11 | CRF.ELC.RVM.HE.11 | PJ, PJ/a | COMELC | CRF | 2011 | 10 | 87.479 | 3.3831 |  |  | 0.40131 | 0.18 | 1 | 1 | 1 | 1 | 1 |  | 0 | 0 | 0 | 0 | 0 | 0 | 0 | 0 | [6 empty] | R2,R3,R4,R5,R6 | [5 empty] | 3
CRFRVMST20 | CRF.ELC.RVM.ST.20 | PJ, PJ/a | COMELC | CRF | 2020 | 10 | 89.1105 | 3.5421 |  |  | 0.40131 | 0.18 | 1 | 1 | 1 | 1 | 1 | [15 empty] | R2,R3,R4,R5,R6 | [5 empty] | 3
CRFRVMHE20 | CRF.ELC.RVM.HE.20 | PJ, PJ/a | COMELC | CRF | 2020 | 10 | 109.0122 | 3.9357 |  |  | 0.40131 | 0.24 | 1 | 1 | 1 | 1 | 1 | [15 empty] | R2,R3,R4,R5,R6 | [5 empty] | 3
* Lighting | [32 empty] | * Lighting
CLTINCBS11 | CLT_INC_110W_BS | bn-lum-yr, bn-lum | COMELC | CLT | 2011 | 15 | 97.0105 | 0.31711 |  |  | 4.9917 | 0.18 | 0.42 | 0.42 | 0.42 | 0.42 | 0.42 | 0 | 0 | 0 | 0 | 0 | 0 | 0 | 0 | 0 | [6 empty] | R2,R3,R4,R5,R6 | 0.36406 | 0.19229 | 1.1929 | 0.061849 | 0.17232 | 3
CLTINC7211 | CLT_INC_70W_11 | bn-lum-yr, bn-lum | COMELC | CLT | 2011 | 15 | 87.0363 | 1.59 |  |  | 4.8011 | 0.18 | 0.42 | 0.42 | 0.42 | 0.42 | 0.42 |  | 0 | 0 | 0 | 0 | 0 | 0 | 0 | 0 | [6 empty] | R2,R3,R4,R5,R6 | [5 empty] | 3
CLTCFLBS11 | CLT_CFL_26W_BS | bn-lum-yr, bn-lum | COMELC | CLT | 2011 | 15 | 97.422 | 1.2811 |  |  | 1.9665 | 0.18 | 0.42 | 0.42 | 0.42 | 0.42 | 0.42 | 0 | 0 | 0 | 0 | 0 | 0 | 0 | 0 | 0 | [6 empty] | R2,R3,R4,R5,R6 | 1.0323 | 0.54526 | 3.3825 | 0.17537 | 0.48861 | 3
CLTCFL11 | CLT_CFL_23W_11 | bn-lum-yr, bn-lum | COMELC | CLT | 2011 | 15 | 88.3225 | 1.3446 |  |  | 0.93735 | 0.18 | 0.42 | 0.42 | 0.42 | 0.42 | 0.42 |  | 0 | 0 | 0 | 0 | 0 | 0 | 0 | 0 | [6 empty] | R2,R3,R4,R5,R6 | [5 empty] | 3
CLTCFL20 | CLT_CFL_23W_20 | bn-lum-yr, bn-lum | COMELC | CLT | 2020 | 15 | 82.0137 | 1.4129 |  |  | 0.89212 | 0.18 | 0.42 | 0.42 | 0.42 | 0.42 | 0.42 |  |  |  | 0 | 0 | 0 | 0 | 0 | 0 | [6 empty] | R2,R3,R4,R5,R6 | [5 empty] | 3
CLTCFL30 | CLT_CFL_23W_30 | bn-lum-yr, bn-lum | COMELC | CLT | 2030 | 15 | 76.1556 | 1.4836 |  |  | 0.84907 | 0.18 | 0.42 | 0.42 | 0.42 | 0.42 | 0.42 | [15 empty] | R2,R3,R4,R5,R6 | [5 empty] | 3
CLTHAL9011 | CLT_HAL_90W_BS | bn-lum-yr, bn-lum | COMELC | CLT | 2011 | 15 | 87.2233 | 0.4281 |  |  | 9.0981 | 0.18 | 0.42 | 0.42 | 0.42 | 0.42 | 0.42 | 0 | 0 | 0 | 0 | 0 | 0 | 0 | 0 | 0 | [6 empty] | R2,R3,R4,R5,R6 | [5 empty] | 3
CLTHAL9011 | CLT_HAL_90W_11 | bn-lum-yr, bn-lum | COMELC | CLT | 2011 | 15 | 63.0955 | 0.6152 |  |  | 6.0334 | 0.18 | 0.42 | 0.42 | 0.42 | 0.42 | 0.42 |  | 0 | 0 | 0 | 0 | 0 | 0 | 0 | 0 | [6 empty] | R2,R3,R4,R5,R6 | 0.24403 | 0.12889 | 0.7996 | 0.041457 | 0.1155 | 3
CLTHAL9020 | CLT_HAL_90W_20 | bn-lum-yr, bn-lum | COMELC | CLT | 2020 | 15 | 58.5886 | 0.64512 |  |  | 5.7403 | 0.18 | 0.42 | 0.42 | 0.42 | 0.42 | 0.42 |  |  |  | 0 | 0 | 0 | 0 | 0 | 0 | [6 empty] | R2,R3,R4,R5,R6 | [5 empty] | 3
CLTHAL9030 | CLT_HAL_90W_30 | bn-lum-yr, bn-lum | COMELC | CLT | 2030 | 15 | 54.4037 | 0.67738 |  |  | 5.4615 | 0.18 | 0.42 | 0.42 | 0.42 | 0.42 | 0.42 | [15 empty] | R2,R3,R4,R5,R6 | [5 empty] | 3
CLTHAL7011 | CLT_HAL_70W_BS | bn-lum-yr, bn-lum | COMELC | CLT | 2011 | 15 | 90.0274 | 0.52958 |  |  | 9.4956 | 0.18 | 0.42 | 0.42 | 0.42 | 0.42 | 0.42 | 0 | 0 | 0 | 0 | 0 | 0 | 0 | 0 | 0 | [6 empty] | R2,R3,R4,R5,R6 | [5 empty] | 3
CLTHAL7011 | CLT_HAL_70W_11 | bn-lum-yr, bn-lum | COMELC | CLT | 2011 | 15 | 76.731 | 0.593 |  |  | 12.5601 | 0.18 | 0.42 | 0.42 | 0.42 | 0.42 | 0.42 |  | 0 | 0 | 0 | 0 | 0 | 0 | 0 | 0 | [6 empty] | R2,R3,R4,R5,R6 | [5 empty] | 3
CLTHAL7020 | CLT_HAL_70W_20 | bn-lum-yr, bn-lum | COMELC | CLT | 2020 | 15 | 72.3104 | 0.62153 |  |  | 11.8948 | 0.18 | 0.42 | 0.42 | 0.42 | 0.42 | 0.42 |  |  |  | 0 | 0 | 0 | 0 | 0 | 0 | [6 empty] | R2,R3,R4,R5,R6 | [5 empty] | 3
CLTHAL7030 | CLT_HAL_70W_30 | bn-lum-yr, bn-lum | COMELC | CLT | 2030 | 15 | 68.1783 | 0.65261 |  |  | 11.2651 | 0.18 | 0.42 | 0.42 | 0.42 | 0.42 | 0.42 | [15 empty] | R2,R3,R4,R5,R6 | [5 empty] | 3
CLTLED11 | CLT_LED_11 | bn-lum-yr, bn-lum | COMELC | CLT | 2011 | 15 | 174.9242 | 1.9027 |  |  | 5.9375 | 0.18 | 0.42 | 0.42 | 0.42 | 0.42 | 0.42 |  | 0 | 0 | 0 | 0 | 0 | 0 | 0 | 0 | [6 empty] | R2,R3,R4,R5,R6 | [5 empty] | 3
CLTLED20 | CLT_LED_20 | bn-lum-yr, bn-lum | COMELC | CLT | 2020 | 15 | 110.2722 | 5.3909 |  |  | 1.0872 | 0.18 | 0.42 | 0.42 | 0.42 | 0.42 | 0.42 |  |  |  | 0 | 0 | 0 | 0 | 0 | 0 | [6 empty] | R2,R3,R4,R5,R6 | [5 empty] | 3
CLTLED30 | CLT_LED_30 | bn-lum-yr, bn-lum | COMELC | CLT | 2030 | 15 | 102.7294 | 6.4056 |  |  | 0.74765 | 0.18 | 0.42 | 0.42 | 0.42 | 0.42 | 0.42 | [15 empty] | R2,R3,R4,R5,R6 | [5 empty] | 3
CLTT8MAGBS11 | CLT_LFL_T8_F32_MAG_BS | bn-lum-yr, bn-lum | COMELC | CLT | 2011 | 15 | 31.7284 | 1.871 |  |  | 0.85954 | 0.18 | 0.42 | 0.42 | 0.42 | 0.42 | 0.42 | [15 empty] | R2,R3,R4,R5,R6 | 1.4772 | 0.78023 | 4.8402 | 0.25095 | 0.69918 | 3
CLTT811 | CLT_LFL_T8_F32_11 | bn-lum-yr, bn-lum | COMELC | CLT | 2011 | 15 | 24.2948 | 1.5892 |  |  | 1.0665 | 0.18 | 0.42 | 0.42 | 0.42 | 0.42 | 0.42 |  | 0 | 0 | 0 | 0 | 0 | 0 | 0 | 0 | [6 empty] | R2,R3,R4,R5,R6 | 2.0118 | 1.0626 | 6.5918 | 0.34177 | 0.95221 | 3
CLTT820 | CLT_LFL_T8_F32_20 | bn-lum-yr, bn-lum | COMELC | CLT | 2020 | 15 | 21.9845 | 1.904 |  |  | 0.96204 | 0.18 | 0.42 | 0.42 | 0.42 | 0.42 | 0.42 |  |  |  | 0 | 0 | 0 | 0 | 0 | 0 | [6 empty] | R2,R3,R4,R5,R6 | [5 empty] | 3
CLTT830 | CLT_LFL_T8_F32_30 | bn-lum-yr, bn-lum | COMELC | CLT | 2030 | 15 | 21.7533 | 1.904 |  |  | 0.95816 | 0.18 | 0.42 | 0.42 | 0.42 | 0.42 | 0.42 | [15 empty] | R2,R3,R4,R5,R6 | [5 empty] | 3
CLTT8HE11 | CLT_LFL_T8_F32_HE_11 | bn-lum-yr, bn-lum | COMELC | CLT | 2011 | 15 | 25.3591 | 2.5557 |  |  | 1.2194 | 0.24 | 0.42 | 0.42 | 0.42 | 0.42 | 0.42 |  | 0 | 0 | 0 | 0 | 0 | 0 | 0 | 0 | [6 empty] | R2,R3,R4,R5,R6 | 10.3184 | 5.4501 | 33.8096 | 1.7529 | 4.8839 | 3
CLTT8HE20 | CLT_LFL_T8_F32_HE_20 | bn-lum-yr, bn-lum | COMELC | CLT | 2020 | 15 | 24.7422 | 2.7479 |  |  | 1.1947 | 0.24 | 0.42 | 0.42 | 0.42 | 0.42 | 0.42 |  |  |  | 0 | 0 | 0 | 0 | 0 | 0 | [6 empty] | R2,R3,R4,R5,R6 | [5 empty] | 3
CLTT8HE30 | CLT_LFL_T8_F32_HE_30 | bn-lum-yr, bn-lum | COMELC | CLT | 2030 | 15 | 24.0779 | 2.793 |  |  | 1.1685 | 0.24 | 0.42 | 0.42 | 0.42 | 0.42 | 0.42 | [15 empty] | R2,R3,R4,R5,R6 | [5 empty] | 3
CLTT8LED11 | CLT_LFL_T8_F32_LED_11 | bn-lum-yr, bn-lum | COMELC | CLT | 2011 | 15 | 129.971 | 2.8857 |  |  | 8.0182 | 0.45 | 0.42 | 0.42 | 0.42 | 0.42 | 0.42 |  | 0 | 0 | 0 | 0 | 0 | 0 | 0 | 0 | [6 empty] | R2,R3,R4,R5,R6 | [5 empty] | 3
CLTT8LED20 | CLT_LFL_T8_F32_LED_20 | bn-lum-yr, bn-lum | COMELC | CLT | 2020 | 15 | 32.9929 | 5.3909 |  |  | 0.98517 | 0.45 | 0.42 | 0.42 | 0.42 | 0.42 | 0.42 |  |  |  | 0 | 0 | 0 | 0 | 0 | 0 | [6 empty] | R2,R3,R4,R5,R6 | [5 empty] | 3
CLTT8LED30 | CLT_LFL_T8_F32_LED_30 | bn-lum-yr, bn-lum | COMELC | CLT | 2030 | 15 | 25.4502 | 6.4056 |  |  | 0.64565 | 0.45 | 0.42 | 0.42 | 0.42 | 0.42 | 0.42 | [15 empty] | R2,R3,R4,R5,R6 | [5 empty] | 3
CLTT8LBS11 | CLT_LFL_T8_F96_BS | bn-lum-yr, bn-lum | COMELC | CLT | 2011 | 15 | 13.6772 | 2.3308 |  |  | 0.76656 | 0.18 | 0.42 | 0.42 | 0.42 | 0.42 | 0.42 | 0 | 0 | 0 | 0 | 0 | 0 | 0 | 0 | 0 | [6 empty] | R2,R3,R4,R5,R6 | 0.32225 | 0.17021 | 1.0559 | 0.054746 | 0.15253 | 3
CLTT8L11 | CLT_LFL_T8_F96_11 | bn-lum-yr, bn-lum | COMELC | CLT | 2011 | 15 | 13.3661 | 2.3438 |  |  | 0.66996 | 0.18 | 0.42 | 0.42 | 0.42 | 0.42 | 0.42 |  | 0 | 0 | 0 | 0 | 0 | 0 | 0 | 0 | [6 empty] | R2,R3,R4,R5,R6 | [5 empty] | 3
CLTT8L20 | CLT_LFL_T8_F96_20 | bn-lum-yr, bn-lum | COMELC | CLT | 2020 | 15 | 13.0816 | 2.5151 |  |  | 0.67849 | 0.18 | 0.42 | 0.42 | 0.42 | 0.42 | 0.42 |  |  |  | 0 | 0 | 0 | 0 | 0 | 0 | [6 empty] | R2,R3,R4,R5,R6 | [5 empty] | 3
CLTT8L30 | CLT_LFL_T8_F96_30 | bn-lum-yr, bn-lum | COMELC | CLT | 2030 | 15 | 12.9646 | 2.5151 |  |  | 0.67165 | 0.18 | 0.42 | 0.42 | 0.42 | 0.42 | 0.42 | [15 empty] | R2,R3,R4,R5,R6 | [5 empty] | 3
CLTT8LHEBS11 | CLT_LFL_T8_F96_HE_BS | bn-lum-yr, bn-lum | COMELC | CLT | 2011 | 15 | 14.4869 | 2.6352 |  |  | 0.80139 | 0.24 | 0.42 | 0.42 | 0.42 | 0.42 | 0.42 | 0 | [14 empty] | R2,R3,R4,R5,R6 | 0.48544 | 0.25641 | 1.5906 | 0.08247 | 0.22977 | 3
CLTT5BS11 | CLT_LFL_T5_BS | bn-lum-yr, bn-lum | COMELC | CLT | 2011 | 15 | 37.8319 | 2.2578 |  |  | 0.927 | 0.18 | 0.42 | 0.42 | 0.42 | 0.42 | 0.42 | 0 | 0 | 0 | 0 | 0 | 0 | 0 | 0 | 0 | [6 empty] | R2,R3,R4,R5,R6 | 1.1812 | 0.62388 | 3.8703 | 0.20066 | 0.55907 | 3
CLTT511 | CLT_LFL_T5_11 | bn-lum-yr, bn-lum | COMELC | CLT | 2011 | 15 | 37.0193 | 2.3595 |  |  | 0.79595 | 0.18 | 0.42 | 0.42 | 0.42 | 0.42 | 0.42 |  | 0 | 0 | 0 | 0 | 0 | 0 | 0 | 0 | [6 empty] | R2,R3,R4,R5,R6 | [5 empty] | 3
CLTT520 | CLT_LFL_T5_20 | bn-lum-yr, bn-lum | COMELC | CLT | 2020 | 15 | 36.019 | 2.484 |  |  | 0.77885 | 0.18 | 0.42 | 0.42 | 0.42 | 0.42 | 0.42 |  |  |  | 0 | 0 | 0 | 0 | 0 | 0 | [6 empty] | R2,R3,R4,R5,R6 | [5 empty] | 3
CLTT530 | CLT_LFL_T5_30 | bn-lum-yr, bn-lum | COMELC | CLT | 2030 | 15 | 34.9416 | 2.5248 |  |  | 0.76079 | 0.18 | 0.42 | 0.42 | 0.42 | 0.42 | 0.42 | [15 empty] | R2,R3,R4,R5,R6 | [5 empty] | 3
CLTHIDLBBS11 | CLT_HID_LB_BS | bn-lum-yr, bn-lum | COMELC | CLT | 2011 | 15 | 67.1641 | 1.0687 |  |  | 1.5222 | 0.18 | 0.42 | 0.42 | 0.42 | 0.42 | 0.42 | 0 | 0 | 0 | 0 | 0 | 0 | 0 | 0 | 0 | [6 empty] | R2,R3,R4,R5,R6 | 0.58027 | 0.30649 | 1.9013 | 0.09858 | 0.27465 | 3
CLTHIDLB11 | CLT_HID_LB_11 | bn-lum-yr, bn-lum | COMELC | CLT | 2011 | 15 | 102.705 | 1.6916 |  |  | 1.7043 | 0.18 | 0.42 | 0.42 | 0.42 | 0.42 | 0.42 |  | 0 | 0 | 0 | 0 | 0 | 0 | 0 | 0 | [6 empty] | R2,R3,R4,R5,R6 | [5 empty] | 3
CLTHIDLB20 | CLT_HID_LB_20 | bn-lum-yr, bn-lum | COMELC | CLT | 2020 | 15 | 100.7161 | 1.716 |  |  | 1.6378 | 0.18 | 0.42 | 0.42 | 0.42 | 0.42 | 0.42 |  |  |  | 0 | 0 | 0 | 0 | 0 | 0 | [6 empty] | R2,R3,R4,R5,R6 | [5 empty] | 3
CLTHIDLB30 | CLT_HID_LB_30 | bn-lum-yr, bn-lum | COMELC | CLT | 2030 | 15 | 98.6144 | 1.7431 |  |  | 1.57 | 0.18 | 0.42 | 0.42 | 0.42 | 0.42 | 0.42 | [15 empty] | R2,R3,R4,R5,R6 | [5 empty] | 3
CLTLBLED11 | CLT_HID_LB_LED_11 | bn-lum-yr, bn-lum | COMELC | CLT | 2011 | 15 | 128.6934 | 2.2832 |  |  | 8.1591 | 0.45 | 0.42 | 0.42 | 0.42 | 0.42 | 0.42 |  | 0 | 0 | 0 | 0 | 0 | 0 | 0 | 0 | [6 empty] | R2,R3,R4,R5,R6 | [5 empty] | 3
CLTLBLED20 | CLT_HID_LB_LED_20 | bn-lum-yr, bn-lum | COMELC | CLT | 2020 | 15 | 29.5603 | 5.3909 |  |  | 0.98064 | 0.45 | 0.42 | 0.42 | 0.42 | 0.42 | 0.42 |  |  |  | 0 | 0 | 0 | 0 | 0 | 0 | [6 empty] | R2,R3,R4,R5,R6 | [5 empty] | 3
CLTLBLED30 | CLT_HID_LB_LED_30 | bn-lum-yr, bn-lum | COMELC | CLT | 2030 | 15 | 22.0175 | 6.4056 |  |  | 0.64112 | 0.45 | 0.42 | 0.42 | 0.42 | 0.42 | 0.42 | [15 empty] | R2,R3,R4,R5,R6 | [5 empty] | 3
CLTHIDHBBS11 | CLT_HID_HB_BS | bn-lum-yr, bn-lum | COMELC | CLT | 2011 | 15 | 35.7106 | 1.6043 |  |  | 0.74297 | 0.18 | 0.42 | 0.42 | 0.42 | 0.42 | 0.42 | 0 | 0 | 0 | 0 | 0 | 0 | 0 | 0 | 0 | [6 empty] | R2,R3,R4,R5,R6 | 0.45358 | 0.23958 | 1.4862 | 0.077056 | 0.21469 | 3
CLTHIDHB11 | CLT_HID_HB_11 | bn-lum-yr, bn-lum | COMELC | CLT | 2011 | 15 | 44.7646 | 1.8645 |  |  | 0.78392 | 0.18 | 0.42 | 0.42 | 0.42 | 0.42 | 0.42 |  | 0 | 0 | 0 | 0 | 0 | 0 | 0 | 0 | [6 empty] | R2,R3,R4,R5,R6 | [5 empty] | 3
CLTHIDHB20 | CLT_HID_HB_20 | bn-lum-yr, bn-lum | COMELC | CLT | 2020 | 15 | 44.0098 | 1.9264 |  |  | 0.75476 | 0.18 | 0.42 | 0.42 | 0.42 | 0.42 | 0.42 |  |  |  | 0 | 0 | 0 | 0 | 0 | 0 | [6 empty] | R2,R3,R4,R5,R6 | [5 empty] | 3
CLTHIDHB30 | CLT_HID_HB_30 | bn-lum-yr, bn-lum | COMELC | CLT | 2030 | 15 | 43.2069 | 1.9563 |  |  | 0.72535 | 0.18 | 0.42 | 0.42 | 0.42 | 0.42 | 0.42 | [15 empty] | R2,R3,R4,R5,R6 | [5 empty] | 3
CLTHBLED11 | CLT_HID_HB_LED_11 | bn-lum-yr, bn-lum | COMELC | CLT | 2011 | 15 | 73.2743 | 2.7069 |  |  | 4.5907 | 0.45 | 0.42 | 0.42 | 0.42 | 0.42 | 0.42 |  | 0 | 0 | 0 | 0 | 0 | 0 | 0 | 0 | [6 empty] | R2,R3,R4,R5,R6 | [5 empty] | 3
CLTHBLED20 | CLT_HID_HB_LED_20 | bn-lum-yr, bn-lum | COMELC | CLT | 2020 | 15 | 26.9403 | 5.3909 |  |  | 0.97718 | 0.45 | 0.42 | 0.42 | 0.42 | 0.42 | 0.42 |  |  |  | 0 | 0 | 0 | 0 | 0 | 0 | [6 empty] | R2,R3,R4,R5,R6 | [5 empty] | 3
CLTHBLED30 | CLT_HID_HB_LED_30 | bn-lum-yr, bn-lum | COMELC | CLT | 2030 | 15 | 19.3976 | 6.4056 |  |  | 0.63766 | 0.45 | 0.42 | 0.42 | 0.42 | 0.42 | 0.42 | [15 empty] | R2,R3,R4,R5,R6 | [5 empty] | 3
* Other and Non-Building Uses | [32 empty] | * Other and Non-Building Uses
COFELCBS0011 | Office Equipment.ELC.BS.00 | PJ, PJ/a | COMELC | COF | 2011 | 45 |  | 1 |  |  |  | 0.18 | 1 | 1 | 1 | 1 | 1 | [15 empty] | R2,R3,R4,R5,R6 | [5 empty] | 3
CMDSLBS0011 | Miscellaneous.DSL.BS.00 | PJ, PJ/a | COMDSLEA | CMD | 2011 | 45 |  | 1 |  |  |  | 0.18 | 1 | 1 | 1 | 1 | 1 | [15 empty] | R2,R3,R4,R5,R6 | [5 empty] | 3
CMELCBS0111 | Miscellaneous.ELC.BS.00 | PJ, PJ/a | COMELC | CME | 2011 | 45 |  | 1 |  |  |  | 0.18 | 1 | 1 | 1 | 1 | 1 | [15 empty] | R2,R3,R4,R5,R6 | #REF! | #REF! | #REF! | #REF! | #REF! | 3
CMNGABS0211 | Miscellaneous.NG.BS.00 | PJ, PJ/a | COMNGAEA | CMN | 2011 | 45 |  | 1 |  |  |  | 0.18 | 1 | 1 | 1 | 1 | 1 | [15 empty] | R2,R3,R4,R5,R6 | #REF! | #REF! | #REF! | #REF! | #REF! | 3
CMLPGBS0311 | Miscellaneous.LPG.BS.00 | PJ, PJ/a | COMLPGEA | CML | 2011 | 45 |  | 1 |  |  |  | 0.18 | 1 | 1 | 1 | 1 | 1 | [15 empty] | R2,R3,R4,R5,R6 | [5 empty] | 3
CMRFLBS0411 | Miscellaneous.RFL.BS.00 | PJ, PJ/a | COMRFLEA | CMR | 2011 | 45 |  | 1 |  |  |  | 0.18 | 1 | 1 | 1 | 1 | 1 | [15 empty] | R2,R3,R4,R5,R6 | [5 empty] | 3
Note on I291: newuser: adjusted efficiency due to overuse of fuel in 2005 vs AEO12

## Sol_PV
TechData | R2,R3,R4,R5,R6 | [41 empty] | * | *
~FI_T
Region | TechName | *TechDesc | *Units | CommIN | CommOUT | NCAP_START | NCAP_TLIFE | PRC_CAPACT | EFF | Peak | NCAP_BND~FX~2015 | NCAP_BND~FX~2020 | NCAP_COST~2010 | NCAP_COST~2015 | NCAP_COST~2020 | NCAP_COST~2025 | NCAP_COST~2030 | NCAP_COST~2035 | NCAP_COST~2040 | NCAP_COST~2045 | NCAP_COST~2050 | NCAP_COST~2055 | NCAP_FOM | NCAP_AF~IDAM | NCAP_AF~IDPM | *NCAP_AF~IP | NCAP_AF~IP | NCAP_AF~IN | NCAP_AF~SDAM | NCAP_AF~SDPM | *NCAP_AF~SP | NCAP_AF~SP | NCAP_AF~SN | NCAP_AF~WDAM | NCAP_AF~WDPM | *NCAP_AF~WP | NCAP_AF~WP | NCAP_AF~WN | NCAP_DRATE | Input | Output | ACT_BND~FX~2010 | *ACT_BND~LO~2010 | *ACT_BND~LO~2015 | ACT_BND~FX~2015 | ACT_BND~LO~2020 | ACT_BND~LO~2025 | ACT_BND~LO~2030 | ACT_BND~LO~2035 | ACT_BND~LO~2040 | ACT_BND~LO~2045 | ACT_BND~LO~2050 | ACT_BND~LO~2055 | ACT_BND~UP~2020 | ACT_BND~UP~2025 | ACT_BND~UP~2030 | ACT_BND~UP~2035 | ACT_BND~UP~2040 | ACT_BND~UP~2045 | ACT_BND~UP~2050 | ACT_BND~UP~2055 | PRC_RESID~2010
* Solar PV Technologies
* | ESOLPVCOM11 | Solar PV Distributed Commercial Generation |  | SOL | COMELC | 2011 | 30 | 31.536 | 0.34965 | 0.1 |  |  | 5896.6231 | 3499.3376 | 2942.3321 | 2385.3266 | 2317.7132 | 2250.0999 | 2217.2794 | 2201.1085 | 2193.0821 | 2189.0835 | 10 | 0.31735 | 0.31735 | 0.31735 | 0.06347 | 0 | 0.30542 | 0.30542 | 0.30542 | 0.061083 | 0 | 0.29272 | 0.29272 | 0.29272 | 0.058543 | 0 | 0.15 | 2.86 | 1
R2 | ESOLPVCOM11 | Solar PV Distributed Commercial Generation |  | SOL | COMELC | 2011 | 30 | 31.536 | 0.34965 | 0.1 | 0.004825 | 0.010811 | 5896.6231 | 3499.3376 | 2942.3321 | 2385.3266 | 2317.7132 | 2250.0999 | 2217.2794 | 2201.1085 | 2193.0821 | 2189.0835 | 10 | 0.31735 | 0.31735 | 0.31735 | 0.06347 | 0 | 0.30542 | 0.30542 | 0.30542 | 0.061083 | 0 | 0.29272 | 0.29272 | 0.29272 | 0.058543 | 0 | 0.15 | 2.86 | 1 | 0.0035012 | 0.0035012 | 0.076665 | 0.053204 | 0.11921 | 0.20945 | 0.29968 | 0.38992 | 0.48016 | 0.56689 | 0.60393 | 0.69416 | 0.18317 | 0.31276 | 0.44273 | 0.57232 | 0.70229 | 0.83188 | 0.96185 | 1.0914 | 0.00031752
R3 | ESOLPVCOM11 | Solar PV Distributed Commercial Generation |  | SOL | COMELC | 2011 | 30 | 31.536 | 0.34965 | 0.1 | 0.003909 | 0.0073551 | 5896.6231 | 3499.3376 | 2942.3321 | 2385.3266 | 2317.7132 | 2250.0999 | 2217.2794 | 2201.1085 | 2193.0821 | 2189.0835 | 10 | 0.31735 | 0.31735 | 0.31735 | 0.06347 | 0 | 0.30542 | 0.30542 | 0.30542 | 0.061083 | 0 | 0.29272 | 0.29272 | 0.29272 | 0.058543 | 0 | 0.15 | 2.86 | 1 | 0.002202 | 0.002202 | 0.062109 | 0.043102 | 0.081101 | 0.12188 | 0.16266 | 0.20344 | 0.24421 | 0.28279 | 0.28047 | 0.32124 | 0.1484 | 0.25338 | 0.35867 | 0.46366 | 0.56895 | 0.67394 | 0.88421 | 0.88421 | 0.0001997
R4 | ESOLPVCOM11 | Solar PV Distributed Commercial Generation |  | SOL | COMELC | 2011 | 30 | 31.536 | 0.34965 | 0.1 | 0.00055552 | 0.0010665 | 5896.6231 | 3499.3376 | 2942.3321 | 2385.3266 | 2317.7132 | 2250.0999 | 2217.2794 | 2201.1085 | 2193.0821 | 2189.0835 | 10 | 0.31735 | 0.31735 | 0.31735 | 0.06347 | 0 | 0.30542 | 0.30542 | 0.30542 | 0.061083 | 0 | 0.29272 | 0.29272 | 0.29272 | 0.058543 | 0 | 0.15 | 2.86 | 1 | 0.00078756 | 0.00078756 | 0.0088265 | 0.0061254 | 0.01176 | 0.016136 | 0.020511 | 0.024886 | 0.029262 | 0.032849 | 0.031099 | 0.035474 | 0.021089 | 0.036009 | 0.050972 | 0.065892 | 0.080856 | 0.095776 | 0.12566 | 0.12566 | 7.1424e-05
R5 | ESOLPVCOM11 | Solar PV Distributed Commercial Generation |  | SOL | COMELC | 2011 | 30 | 31.536 | 0.34965 | 0.1 | 0.0021779 | 0.003878 | 5896.6231 | 3499.3376 | 2942.3321 | 2385.3266 | 2317.7132 | 2250.0999 | 2217.2794 | 2201.1085 | 2193.0821 | 2189.0835 | 10 | 0.31735 | 0.31735 | 0.31735 | 0.06347 | 0 | 0.30542 | 0.30542 | 0.30542 | 0.061083 | 0 | 0.29272 | 0.29272 | 0.29272 | 0.058543 | 0 | 0.15 | 2.86 | 1 | 0.00013072 | 0.00013072 | 0.034604 | 0.024014 | 0.042762 | 0.081209 | 0.11966 | 0.1581 | 0.19655 | 0.23487 | 0.2493 | 0.28775 | 0.082678 | 0.14117 | 0.19983 | 0.25833 | 0.31699 | 0.37548 | 0.49264 | 0.49264 | 1.1855e-05
R6 | ESOLPVCOM11 | Solar PV Distributed Commercial Generation |  | SOL | COMELC | 2011 | 30 | 31.536 | 0.34965 | 0.1 | 0.01241 | 0.01241 | 5896.6231 | 3499.3376 | 2942.3321 | 2385.3266 | 2317.7132 | 2250.0999 | 2217.2794 | 2201.1085 | 2193.0821 | 2189.0835 | 10 | 0.31735 | 0.31735 | 0.31735 | 0.06347 | 0 | 0.30542 | 0.30542 | 0.30542 | 0.061083 | 0 | 0.29272 | 0.29272 | 0.29272 | 0.058543 | 0 | 0.15 | 2.86 | 1 | 0.0037674 | 0.0037674 | 0.073215 | 0.05081 | 0.13684 | 0.26077 | 0.38469 | 0.50862 | 0.63255 | 0.75271 | 0.82582 | 0.94975 | 0.17493 | 0.29869 | 0.42281 | 0.54657 | 0.67069 | 0.79445 | 1.0423 | 1.0423 | 0.00034166

## TechData_CHP
R2,R3,R4,R5,R6 | [20 empty] | R2 | R3 | R4 | R5 | R6 | [8 empty] | TechData |  |  |  |  | * | * | * | * | * | R2 | R3 | R4 | R5 | R6 | * | * | * | * | * | R2 | R3 | R4 | R5 | R6 |  | R2 | R3 | R4 | R5 | R6 | R2 | R3 | R4 | R5 | R6 | R2 | R3 | R4 | R5 | R6 | R2 | R3 | R4 | R5 | R6 | R2 | R3 | R4 | R5 | R6 | R2 | R3 | R4 | R5 | R6 | R2 | R3 | R4 | R5 | R6 | R2 | R3 | R4 | R5 | R6
0.8125
~FI_T
TechName | *TechDesc | *Units | CommIN | CommOUT | NCAP_START | NCAP_TLIFE | PRC_CAPACT | NCAP_DRATE | EFF | Share~UP | NCAP_COST~2010 | NCAP_COST~2055 | NCAP_FOM | ACT_COST | *NCAP_BND~FX~2010 | NCAP_BND~FX~2020 | NCAP_BND~FX~2025 | NCAP_BND~FX~2030 | NCAP_BND~FX~2055 | NCAP_AFA | NCAP_BND~UP~R2~2015 | NCAP_BND~UP~R3~2015 | NCAP_BND~UP~R4~2015 | NCAP_BND~UP~R5~2015 | NCAP_BND~UP~R6~2015 | NCAP_BND~UP~2020 | NCAP_BND~UP~2025 | NCAP_BND~UP~2030 | NCAP_BND~UP~2035 | NCAP_BND~UP~2040 | NCAP_BND~UP~2045 | NCAP_BND~UP~2050 | NCAP_BND~UP~2055 | Region | Input | Output | *GROWTH~2010 | *GROWTH~2055 | *ACT_BND_LO~R2~2010 | *ACT_BND_LO~R3~ACT_BND_LO~2010 | *ACT_BND_LO~R4~2010 | *ACT_BND_LO~R5~2010 | *ACT_BND_LO~R6~2010 | ACT_BND_UP~R2~2010 | ACT_BND_UP~R3~2010 | ACT_BND_UP~R4~2010 | ACT_BND_UP~R5~2010 | ACT_BND_UP~R6~2010 | *ACT_BND_LO~R2~2015 | *ACT_BND_LO~R3~ACT_BND_LO~2015 | *ACT_BND_LO~R4~2015 | *ACT_BND_LO~R5~2015 | *ACT_BND_LO~R6~2015 | ACT_BND_UP~R2~2015 | ACT_BND_UP~R3~2015 | ACT_BND_UP~R4~2015 | ACT_BND_UP~R5~2015 | ACT_BND_UP~R6~2015 | ACT_BND_UP~2030 | PRC_RESID~R2~2010 | PRC_RESID~R3~2010 | PRC_RESID~R4~2010 | PRC_RESID~R5~2010 | PRC_RESID~R6~2010 | PRC_RESID~R2~2015 | PRC_RESID~R3~2015 | PRC_RESID~R4~2015 | PRC_RESID~R5~2015 | PRC_RESID~R6~2015 | PRC_RESID~R2~2020 | PRC_RESID~R3~2020 | PRC_RESID~R4~2020 | PRC_RESID~R5~2020 | PRC_RESID~R6~2020 | PRC_RESID~R2~2025 | PRC_RESID~R3~2025 | PRC_RESID~R4~2025 | PRC_RESID~R5~2025 | PRC_RESID~R6~2025 | PRC_RESID~R2~2030 | PRC_RESID~R3~2030 | PRC_RESID~R4~2030 | PRC_RESID~R5~2030 | PRC_RESID~R6~2030 | PRC_RESID~R2~2035 | PRC_RESID~R3~2035 | PRC_RESID~R4~2035 | PRC_RESID~R5~2035 | PRC_RESID~R6~2035 | PRC_RESID~R2~2040 | PRC_RESID~R3~2040 | PRC_RESID~R4~2040 | PRC_RESID~R5~2040 | PRC_RESID~R6~2040 | PRC_RESID~R2~2055 | PRC_RESID~R3~2055 | PRC_RESID~R4~2055 | PRC_RESID~R5~2055 | PRC_RESID~R6~2055
* | [33 empty] | * Existing Boilers
COMBLDBS11 | CSH.DSL.BOILER.BS | PJ, PJ/a | COMDSLEA | COMSTDB | 2011 | 25 | 1 | 0.18 | 0.77 |  |  |  | 0.016497 |  | 0 | 0 | 0 | 0 | 0 | 0.28 | 0 | 0 | 0 | 0 | 0 | 0 | 0 | 0 | 0 | 0 | 0 | 0 | 0 | R2,R3,R4,R5,R6 | 1.2987 | 1
COMBLNBS11 | CSH.NG.BOILER.BS.10 | PJ, PJ/a | COMNGAEA | COMSTNB | 2011 | 25 | 1 | 0.18 | 0.73 |  |  |  | 0.075777 |  |  | 0 | 0 | 0 | 0 | 0.28 | 0 | 0 | 0 | 0 | 0 | [8 empty] | R2,R3,R4,R5,R6 | 1.3699 | 1 | [7 empty] | 0 | 0 | 37.3517 | 0 | 0
* | [33 empty] | * New Boilers
COMBLDST11 | CSH.DSL.BOILER.ST.10 | PJ, PJ/a | COMDSLEA | COMSTDB | 2011 | 25 | 1 | 1.75 | 0.81 |  | 1.7908 | 1.7908 | 0.015682 |  | 0 | 0 | 0 | 0 | 0 | 0.28 | 0 | 0 | 0 | 0 | 0 | 0 | 0 | 0 | 0 | 0 | 0 | 0 | 0 | R2,R3,R4,R5,R6 | 1.2346 | 1
COMBLDHE11 | CSH.DSL.BOILER.HE.10 | PJ, PJ/a | COMDSLEA | COMSTDB | 2011 | 25 | 1 | 1.75 | 0.87 |  | 2.4634 | 2.4634 | 0.013232 |  | 0 | 0 | 0 | 0 | 0 | 0.28 | 0 | 0 | 0 | 0 | 0 | 0 | 0 | 0 | 0 | 0 | 0 | 0 | 0 | R2,R3,R4,R5,R6 | 1.1494 | 1
COMBLDST20 | CSH.DSL.BOILER.ST.20 | PJ, PJ/a | COMDSLEA | COMSTDB | 2020 | 25 | 1 | 1.75 | 0.815 |  | 1.7798 | 1.7798 | 0.015586 | [6 empty] | 0.28 | 0 | 0 | 0 | 0 | 0 | 0 | 0 | 0 | 0 | 0 | 0 | 0 | 0 | R2,R3,R4,R5,R6 | 1.227 | 1
COMBLDHE20 | CSH.DSL.BOILER.HE.20 | PJ, PJ/a | COMDSLEA | COMSTDB | 2020 | 25 | 1 | 1.75 | 0.87 |  | 2.4634 | 2.4634 | 0.013232 | [6 empty] | 0.28 | 0 | 0 | 0 | 0 | 0 | 0 | 0 | 0 | 0 | 0 | 0 | 0 | 0 | R2,R3,R4,R5,R6 | 1.1494 | 1
COMBLNST11 | CSH.NG.BOILER.ST.10 | PJ, PJ/a | COMNGAEA | COMSTNB | 2011 | 25 | 1 | 0.18 | 0.78 |  | 2.5216 | 2.5216 | 0.07092 |  | 0 | 0 | 0 | 0 | 0 | 0.28 | 0 | 0 | 0 | 0 | 0 | [8 empty] | R2,R3,R4,R5,R6 | 1.2821 | 1
COMBLNHE11 | CSH.NG.BOILER.HE.10 | PJ, PJ/a | COMNGAEA | COMSTNB | 2011 | 25 | 1 | 0.6 | 0.97 |  | 3.7385 | 3.7385 | 0.057028 |  | 0 | 0 | 0 | 0 | 0 | 0.28 | 0 | 0 | 0 | 0 | 0 | [8 empty] | R2,R3,R4,R5,R6 | 1.0309 | 1
COMBLNST20 | CSH.NG.BOILER.ST.20 | PJ, PJ/a | COMNGAEA | COMSTNB | 2020 | 25 | 1 | 0.18 | 0.8 |  | 2.4585 | 2.4585 | 0.069147 |  |  |  |  | 0 | 0 | 0.28 | 0 | 0 | 0 | 0 | 0 | [8 empty] | R2,R3,R4,R5,R6 | 1.25 | 1
COMBLNHE20 | CSH.NG.BOILER.HE.20 | PJ, PJ/a | COMNGAEA | COMSTNB | 2020 | 25 | 1 | 0.6 | 0.97 |  | 3.7385 | 3.7385 | 0.057028 | [6 empty] | 0.28 | 0 | 0 | 0 | 0 | 0 | [8 empty] | R2,R3,R4,R5,R6 | 1.0309 | 1
COMBLNST30 | CSH.NG.BOILER.ST.30 | PJ, PJ/a | COMNGAEA | COMSTNB | 2030 | 25 | 1 | 0.18 | 0.8 |  | 2.4585 | 2.4585 | 0.069147 | [6 empty] | 0.28 | 0 | 0 | 0 | 0 | 0 | [8 empty] | R2,R3,R4,R5,R6 | 1.25 | 1
* | [33 empty] | * Existing CHP Technologies
COMEREGDST11 | Commercial existing DST RICE CHP | PJ, GW | COMDSL |  | 2011 | 30 | 31.536 | 0.2 | 0.784 |  | 957.6358 | 957.6358 |  | 4.5487 | 0 | 0 | 0 | 0 | 0 | 0.2 | 0 | 0 | 0 | 0 | 0 | 0 | 0 | 0 | 0 | 0 | 0 | 0 | 0 | R2,R3,R4,R5,R6 | 1.2755 | 0.46963 | 1.0262 | 1.0262 | 0 |  | 0 |  |  | 0 |  | 0 |  |  | 0 |  |  |  |  | 0 |  |  |  |  | 0 | 0 | 0 | 0 | 0 | 0 | 0 | 0 | 0 | 0 | 0 | 0 | 0 | 0 | 0 | 0 | 0 | 0 | 0 | 0 | 0 | 0 | 0 | 0 | 0 | 0 | 0 | 0 | 0 | 0 | 0 | 0 | 0 | 0 | 0 | 0 | 0 | 0 | 0 | 0 | 0
|  |  |  | COMELCC | [5 empty] | 0.46963 | [23 empty] | R2,R3,R4,R5,R6 |  | 0.53037
|  |  |  | COMSTDOC | [5 empty] | 0.53037 | [23 empty] | R2,R3,R4,R5,R6
COMEREGNGA11 | Commercial existing NGA RICE CHP | PJ, GW | COMNGA |  | 2011 | 30 | 31.536 | 0.15 | 0.8 |  | 844.3816 | 844.3816 |  | 5.7457 |  | 0 | 0 | 0 | 0 | 0.2 | 0 | 0 | 0 | 0 | 0 | [8 empty] | R2,R3,R4,R5,R6 | 1.25 | 0.33784 | 1.0262 | 1.0262 | 0 | 0 | 0 |  | 0 | [5 empty] | 0 | 0 | 0 |  | 0 | 0 | 0 | 0 |  | 0 |  | 0 | 0 | 0 | 0 | 0 | 0 | 0 | 0 | 0 | 0 | 0 | 0 | 0 | 0 | 0 | 0 | 0 | 0 | 0 | 0 | 0 | 0 | 0 | 0 | 0 | 0 | 0 | 0 | 0 | 0 | 0 | 0 | 0 | 0 | 0 | 0 | 0 | 0 | 0 | 0
|  |  |  | COMELCC | [5 empty] | 0.33784 | [23 empty] | R2,R3,R4,R5,R6 |  | 0.66216
|  |  |  | COMSTNOC | [5 empty] | 0.66216 | [23 empty] | R2,R3,R4,R5,R6
COMECCTDST11 | Commercial existing DST turbine CHP | PJ, GW | COMDSL |  | 2011 | 30 | 31.536 | 0.2 | 0.70398 |  | 736.5253 | 736.5253 |  | 2.9447 | 0 | 0 | 0 | 0 | 0 | 0.2 | 0 | 0 | 0 | 0 | 0 | 0 | 0 | 0 | 0 | 0 | 0 | 0 | 0 | R2,R3,R4,R5,R6 | 1.4205 | 0.4109 | 1.0262 | 1.0262 |  |  | 0 |  |  |  |  | 0 |  |  |  |  | 0 |  |  |  |  | 0 |  |  | 0 | 0 | 0 | 0 | 0 | 0 | 0 | 0 | 0 | 0 | 0 | 0 | 0 | 0 | 0 | 0 | 0 | 0 | 0 | 0 | 0 | 0 | 0 | 0 | 0 | 0 | 0 | 0 | 0 | 0 | 0 | 0 | 0 | 0 | 0 | 0 | 0 | 0 | 0 | 0 | 0
|  |  |  | COMELCC | [5 empty] | 0.4109 | [23 empty] | R2,R3,R4,R5,R6 |  | 0.5891
|  |  |  | COMSTDOC | [5 empty] | 0.5891 | [23 empty] | R2,R3,R4,R5,R6
COMECCTNGA11 | Commercial existing NGA turbine CHP | PJ, GW | COMNGA |  | 2011 | 30 | 31.536 | 0.15 | 0.70502 |  | 616.7652 | 616.7652 |  | 2.2264 |  | 0 | 0 | 0 | 0 | 0.2 | 0 | 0 | 0 | 0 | 0 | [8 empty] | R2,R3,R4,R5,R6 | 1.4184 | 0.4714 | 1.0262 | 1.0262 | 0 |  | 0 |  |  | 0 |  | 0 |  |  | 0 |  | 0 |  |  | 0 |  | 0 |  |  |  | 0 | 0 | 0 | 0 | 0 | 0 | 0 | 0 | 0 | 0 | 0 | 0 | 0 | 0 | 0 | 0 | 0 | 0 | 0 | 0 | 0 | 0 | 0 | 0 | 0 | 0 | 0 | 0 | 0 | 0 | 0 | 0 | 0 | 0 | 0 | 0 | 0 | 0 | 0 | 0
|  |  |  | COMELCC | [5 empty] | 0.4714 | [23 empty] | R2,R3,R4,R5,R6 |  | 0.5286
|  |  |  | COMSTNOC | [5 empty] | 0.5286 | [23 empty] | R2,R3,R4,R5,R6
COMESTDST11 | Commercial existing DST STM turbine CHP | PJ, GW | COMSTDB |  | 2011 | 50 | 31.536 | 0.2 | 0.99572 |  | 42.078 | 42.078 | 0.00055528 | 2.7778 | 0 | 0 | 0 | 0 | 0 | 0.2 | 0 | 0 | 0 | 0 | 0 | 0 | 0 | 0 | 0 | 0 | 0 | 0 | 0 | R2,R3,R4,R5,R6 | 1.0043 | 0.061698 | 1.0262 | 1.0262 | [20 empty] | 0 | 0 | 0 | 0 | 0 | 0 | 0 | 0 | 0 | 0 | 0 | 0 | 0 | 0 | 0 | 0 | 0 | 0 | 0 | 0 | 0 | 0 | 0 | 0 | 0 | 0 | 0 | 0 | 0 | 0 | 0 | 0 | 0 | 0 | 0 | 0 | 0 | 0 | 0 | 0 | 0
|  |  |  | COMELCC | [5 empty] | 0.061698 | [23 empty] | R2,R3,R4,R5,R6 |  | 0.9383
|  |  |  | COMSTDSC | [5 empty] | 0.9383 | [23 empty] | R2,R3,R4,R5,R6
COMESTNGA11 | Commercial existing NGA STM turbine CHP | PJ, GW | COMSTNB |  | 2011 | 50 | 31.536 | 0.15 | 0.99597 |  | 61.1069 | 61.1069 | 0.00055051 | 2.7778 |  | 0 | 0 | 0 | 0 | 0.2 | 0 | 0 | 0 | 0 | 0 | [8 empty] | R2,R3,R4,R5,R6 | 1.004 | 0.091752 | 1.0262 | 1.0262 |  |  | 0 |  |  |  |  | 0 |  |  |  |  | 0 |  |  |  |  | 0 |  |  |  | 0 | 0 | 0 | 0 | 0 | 0 | 0 | 0 | 0 | 0 | 0 | 0 | 0 | 0 | 0 | 0 | 0 | 0 | 0 | 0 | 0 | 0 | 0 | 0 | 0 | 0 | 0 | 0 | 0 | 0 | 0 | 0 | 0 | 0 | 0 | 0 | 0 | 0 | 0 | 0
|  |  |  | COMELCC | [5 empty] | 0.091756 | [23 empty] | R2,R3,R4,R5,R6 |  | 0.9082
|  |  |  | COMSTNSC | [5 empty] | 0.90824 | [23 empty] | R2,R3,R4,R5,R6
COMEMTTNGA11 | Commercial existing NGA microturbine CHP | PJ, GW | COMNGA |  | 2011 | 50 | 31.536 | 0.15 | 0.696 |  | 1403.4306 | 1403.4306 | 4.0633 | 2.7778 |  | 0 | 0 | 0 | 0 | 0.2 | 0 | 0 | 0 | 0 | 0 | [8 empty] | R2,R3,R4,R5,R6 | 1.4368 | 0.42326 | 1.0262 | 1.0262 | 0 |  | 0 |  | 0 | 0 |  | 0 |  |  | 0 |  | 0 |  | 0 | 0 |  | 0 |  | 0 |  | 0 | 0 | 0 | 0 | 0 | 0 | 0 | 0 | 0 | 0 | 0 | 0 | 0 | 0 | 0 | 0 | 0 | 0 | 0 | 0 | 0 | 0 | 0 | 0 | 0 | 0 | 0 | 0 | 0 | 0 | 0 | 0 | 0 | 0 | 0 | 0 | 0 | 0 | 0 | 0
|  |  |  | COMELCC | [5 empty] | 0.42326 | [23 empty] | R2,R3,R4,R5,R6 |  | 0.57674
|  |  |  | COMSTNOC | [5 empty] | 0.57674 | [23 empty] | R2,R3,R4,R5,R6
COMEFCLNGA11 | Commercial existing NGA fuel cell CHP | PJ, GW | COMNGA |  | 2011 | 50 | 31.536 | 0.15 | 0.81 |  | 2545.7002 | 2545.7002 |  | 8.6185 |  | 0 | 0 | 0 | 0 | 0.2 | 0 | 0 | 0 | 0 | 0 | [8 empty] | R2,R3,R4,R5,R6 | 1.2346 | 0.42197 | 1.0262 | 1.0262 |  |  | 0 |  | 0 |  |  | 0 |  | 0 |  |  | 0 |  | 0 |  |  | 0 |  | 0 |  | 0 | 0 | 0 | 0 | 0 | 0 | 0 | 0 | 0 | 0 | 0 | 0 | 0 | 0 | 0 | 0 | 0 | 0 | 0 | 0 | 0 | 0 | 0 | 0 | 0 | 0 | 0 | 0 | 0 | 0 | 0 | 0 | 0 | 0 | 0 | 0 | 0 | 0 | 0 | 0
|  |  |  | COMELCC | [5 empty] | 0.42197 | [23 empty] | R2,R3,R4,R5,R6 |  | 0.57803
|  |  |  | COMSTNOC | [5 empty] | 0.57803 | [23 empty] | R2,R3,R4,R5,R6
* | [33 empty] | * New CHP Technologies
COMNREGDST15 | Commercial new DST RICE CHP | PJ, GW | COMDSL |  | 2015 | 40 | 31.536 | 0.2 | 0.8232 |  | 1053.3994 | 1053.3994 |  | 4.5487 | [5 empty] | 0.2 | 0 | 0 | 0 | 0 | 0 | [8 empty] | R2,R3,R4,R5,R6 | 1.2148 | 0.46963 | 1.0262 | 1.0262
|  |  |  | COMELCC | [5 empty] | 0.46963 | [23 empty] | R2,R3,R4,R5,R6 |  | 0.53037
|  |  |  | COMSTDOC | [5 empty] | 0.53037 | [23 empty] | R2,R3,R4,R5,R6
COMNREGNGA15 | Commercial new NGA RICE CHP | PJ, GW | COMNGA |  | 2015 | 40 | 31.536 | 0.15 | 0.84 |  | 928.8197 | 928.8197 |  | 5.7457 | [5 empty] | 0.2 | 0 | 0 | 0 | 0 | 0 | [8 empty] | R2,R3,R4,R5,R6 | 1.1905 | 0.33784 | 1.0262 | 1.0262
|  |  |  | COMELCC | [5 empty] | 0.33784 | [23 empty] | R2,R3,R4,R5,R6 |  | 0.66216
|  |  |  | COMSTNOC | [5 empty] | 0.66216 | [23 empty] | R2,R3,R4,R5,R6
COMNCCTDST15 | Commercial new DST turbine CHP | PJ, GW | COMDSL |  | 2015 | 40 | 31.536 | 0.2 | 0.73918 |  | 810.1779 | 810.1779 |  | 2.9447 | [5 empty] | 0.2 | 0 | 0 | 0 | 0 | 0 | 0 | 0 | 0 | 0 | 0 | 0 | 0 | 0 | R2,R3,R4,R5,R6 | 1.3529 | 0.4109 | 1.0262 | 1.0262 | [20 empty] | 0
|  |  |  | COMELCC | [5 empty] | 0.4109 | [23 empty] | R2,R3,R4,R5,R6 |  | 0.5891
|  |  |  | COMSTDOC | [5 empty] | 0.5891 | [23 empty] | R2,R3,R4,R5,R6
COMNCCTNGA15 | Commercial new NGA turbine CHP | PJ, GW | COMNGA |  | 2015 | 40 | 31.536 | 0.15 | 0.74027 |  | 678.4417 | 678.4417 |  | 2.2264 | [5 empty] | 0.2 | 0 | 0 | 0 | 0 | 0 | [8 empty] | R2,R3,R4,R5,R6 | 1.3509 | 0.4714 | 1.0262 | 1.0262
|  |  |  | COMELCC | [5 empty] | 0.4714 | [23 empty] | R2,R3,R4,R5,R6 |  | 0.5286
|  |  |  | COMSTNOC | [5 empty] | 0.5286 | [23 empty] | R2,R3,R4,R5,R6
COMNMTTNGA15 | Commercial new NGA microturbine CHP | PJ, GW | COMNGA |  | 2015 | 40 | 31.536 | 0.15 | 0.7308 |  | 1543.7737 | 1543.7737 | 4.0633 | 2.7778 | [5 empty] | 0.2 | 0 | 0 | 0 | 0 | 0 | [8 empty] | R2,R3,R4,R5,R6 | 1.3684 | 0.42326 | 1.0262 | 1.0262
|  |  |  | COMELCC | [5 empty] | 0.42326 | [23 empty] | R2,R3,R4,R5,R6 |  | 0.57674
|  |  |  | COMSTNOC | [5 empty] | 0.57674 | [23 empty] | R2,R3,R4,R5,R6
COMNFCLNGA15 | Commercial new NGA fuel cell CHP | PJ, GW | COMNGA |  | 2015 | 40 | 31.536 | 0.15 | 0.8505 |  | 2800.2702 | 2800.2702 |  | 8.6185 | [5 empty] | 0.2 | 0 | 0 | 0 | 0 | 0 | [8 empty] | R2,R3,R4,R5,R6 | 1.1758 | 0.42197 | 1.0262 | 1.0262
|  |  |  | COMELCC | [5 empty] | 0.42197 | [23 empty] | R2,R3,R4,R5,R6 |  | 0.57803
|  |  |  | COMSTNOC | [5 empty] | 0.57803 | [23 empty] | R2,R3,R4,R5,R6
* | [33 empty] | * Advanced CHP Technologies
COMAREGNGA35 | Commercial advanced NGA RICE CHP | PJ, GW | COMNGA |  | 2035 | 40 | 31.536 | 0.15 | 0.8926 |  | 268.9855 | 268.9855 | 16.8116 | 4.1667 | [5 empty] | 0.2 | [13 empty] | R2,R3,R4,R5,R6 | 1.1203 | 0.42029 | 1.0262 | 1.0262
|  |  |  | COMELCC | [5 empty] | 0.42029 | [23 empty] | R2,R3,R4,R5,R6 |  | 0.57971
|  |  |  | COMSTNOC | [5 empty] | 0.57971 | [23 empty] | R2,R3,R4,R5,R6
COMACCTNGA35 | Commercial advanced NGA turbine CHP | PJ, GW | COMNGA |  | 2035 | 40 | 31.536 | 0.15 | 0.6552 |  | 694.2169 | 694.2169 | 7.0665 | 1.6667 | [5 empty] | 0.2 | [13 empty] | R2,R3,R4,R5,R6 | 1.5263 | 0.51807 | 1.0262 | 1.0262
|  |  |  | COMELCC | [5 empty] | 0.51807 | [23 empty] | R2,R3,R4,R5,R6 |  | 0.48193
|  |  |  | COMSTNOC | [5 empty] | 0.48193 | [23 empty] | R2,R3,R4,R5,R6
COMAMTTNGA35 | Commercial advanced NGA microturbine CHP | PJ, GW | COMNGA |  | 2035 | 40 | 31.536 | 0.15 | 0.8019 |  | 426.6832 | 426.6832 | 12.4768 | 1.6667 | [5 empty] | 0.2 | [13 empty] | R2,R3,R4,R5,R6 | 1.247 | 0.50495 | 1.0262 | 1.0262
|  |  |  | COMELCC | [5 empty] | 0.50495 | [23 empty] | R2,R3,R4,R5,R6 |  | 0.49505
|  |  |  | COMSTNOC | [5 empty] | 0.49505 | [23 empty] | R2,R3,R4,R5,R6
COMAFCLNGA35 | Commercial advanced NGA fuel cell CHP | PJ, GW | COMNGA |  | 2035 | 40 | 31.536 | 0.15 | 0.728 |  | 2362.8929 | 2362.8929 | 146.9918 | 5.5556 | [5 empty] | 0.2 | [13 empty] | R2,R3,R4,R5,R6 | 1.3736 | 0.73496 | 1.0262 | 1.0262
|  |  |  | COMELCC | [5 empty] | 0.73496 | [23 empty] | R2,R3,R4,R5,R6 |  | 0.26504
|  |  |  | COMSTNOC | [5 empty] | 0.26504 | [23 empty] | R2,R3,R4,R5,R6

## TechData_Emis
R2,R3,R4,R5,R6
~FI_T
TechName | *Old_TechName | *TechDesc | *Units | *CommIN | *CommOUT | *NCAP_START | ENV_ACT~CO2 | ENV_ACT~NOX | ENV_ACT~PM10 | ENV_ACT~PM25 | ENV_ACT~VOC | ENV_ACT~CO | ENV_ACT~CH4 | ENV_ACT~N2O | ENV_ACT~BC | ENV_ACT~OC | ENV_ACT~SO2 | ENV_ACT~CO2C | ENV_ACT~NOXC | ENV_ACT~PM10C | ENV_ACT~SO2C | ENV_ACT~NOX2CC | ENV_ACT~NOX~2010 | ENV_ACT~NOX~2015 | ENV_ACT~NOX~2020 | ENV_ACT~NOX~2055 | ENV_ACT~SO2~2010 | ENV_ACT~SO2~2015 | ENV_ACT~SO2~2020 | ENV_ACT~SO2~2055 | ENV_ACT~PM10~2010 | ENV_ACT~PM10~2015 | ENV_ACT~PM10~2020 | ENV_ACT~PM10~2055 | ENV_ACT~PM25~2010 | ENV_ACT~PM25~2015 | ENV_ACT~PM25~2020 | ENV_ACT~PM25~2055 | ENV_ACT~VOC~2010 | ENV_ACT~VOC~2015 | ENV_ACT~VOC~2020 | ENV_ACT~VOC~2055 | ENV_ACT~CO~2010 | ENV_ACT~CO~2015 | ENV_ACT~CO~2020 | ENV_ACT~CO~2055 | ENV_ACT~NOXC~2010 | ENV_ACT~NOXC~2015 | ENV_ACT~NOXC~2020 | ENV_ACT~NOXC~2055 | ENV_ACT~SO2C~2010 | ENV_ACT~SO2C~2015 | ENV_ACT~SO2C~2020 | ENV_ACT~SO2C~2055 | ENV_ACT~PM10C~2010 | ENV_ACT~PM10C~2015 | ENV_ACT~PM10C~2020 | ENV_ACT~PM10C~2055 | ENV_ACT~NOX2CC~2010 | ENV_ACT~NOX2CC~2015 | ENV_ACT~NOX2CC~2020 | ENV_ACT~NOX2CC~2055
COMNREGDST15 | COMNREGDST | Commercial new DST RICE CHP | PJ, GW | COMDSL | COMELCC | 2015 | 0.085515 | [5 empty] | 0.00021025 | 0.0004205 | 0.028277 | 0.0076347 |  | 85.5146 | [5 empty] | 2.0997 | 2.0997 | 2.0997 |  | 0.16637 | 0.16637 | 0.16637 |  | 0.094256 | 0.094256 | 0.094256 |  | 0.08483 | 0.08483 | 0.08483 |  | 0.10373 | 0.10373 | 0.10373 |  | 0.44366 | 0.44366 | 0.44366 |  | 2.0997 | 2.0997 | 2.0997 |  | 0.16637 | 0.16637 | 0.16637 |  | 0.094256 | 0.094256 | 0.094256 |  | 2.0997 | 2.0997 | 2.0997
COMNREGNGA15 | COMNREGNGA | Commercial new NGA RICE CHP | PJ, GW | COMNGA | COMELCC | 2015 | 0.06087 | [5 empty] | 0.58404 | 0.00092721 | 0.00039786 | 0.0033155 |  | 60.8696 | [5 empty] | 0.39628 | 0.39628 | 0.39628 |  | 0.0002725 | 0.0002725 | 0.0002725 |  | 0.0066311 | 0.0066311 | 0.0066311 |  | 0.0066311 | 0.0066311 | 0.0066311 |  | 0.048016 | 0.048016 | 0.048016 |  | 0.69549 | 0.69549 | 0.69549 |  | 0.39628 | 0.39628 | 0.39628 |  | 0.0002725 | 0.0002725 | 0.0002725 |  | 0.0066311 | 0.0066311 | 0.0066311 |  | 0.39628 | 0.39628 | 0.39628
COMNCCTDST15 | COMNCCTDST | Commercial new DST turbine CHP | PJ, GW | COMDSL | COMELCC | 2015 | 0.095235 | [5 empty] | 0.00023415 | 0.0004683 | 0.005973 | 0.0014344 |  | 95.2353 | [5 empty] | 0.12729 | 0.12729 | 0.12729 |  | 0.017433 | 0.017433 | 0.017433 |  | 0.01991 | 0.01991 | 0.01991 |  | 0.015938 | 0.015938 | 0.015938 |  | 0.0015645 | 0.0015645 | 0.0015645 |  | 0.010212 | 0.010212 | 0.010212 |  | 0.12729 | 0.12729 | 0.12729 |  | 0.017433 | 0.017433 | 0.017433 |  | 0.01991 | 0.01991 | 0.01991 |  | 0.12729 | 0.12729 | 0.12729
COMNCCTNGA15 | COMNCCTNGA | Commercial new NGA turbine CHP | PJ, GW | COMNGA | COMELCC | 2015 | 0.06907 | [5 empty] | 0.045573 | 0.0010521 | 0.00014042 | 0.0017409 |  | 69.0699 | [5 empty] | 0.13567 | 0.13567 | 0.13567 |  | 0.0017823 | 0.0017823 | 0.0017823 |  | 0.0034819 | 0.0034819 | 0.0034819 |  | 0.0034819 | 0.0034819 | 0.0034819 |  | 0.0011076 | 0.0011076 | 0.0011076 |  | 0.043253 | 0.043253 | 0.043253 |  | 0.13567 | 0.13567 | 0.13567 |  | 0.0017823 | 0.0017823 | 0.0017823 |  | 0.0034819 | 0.0034819 | 0.0034819 |  | 0.13567 | 0.13567 | 0.13567
COMNMTTNGA15 | COMNMTTNGA | Commercial new NGA microturbine CHP | PJ, GW | COMNGA | COMELCC | 2015 | 0.069965 | [5 empty] | 0.046163 | 0.0010658 | 0.00014224 | 0.0017635 |  | 69.965 | [5 empty] | 0.13743 | 0.13743 | 0.13743 |  | 0.0018053 | 0.0018053 | 0.0018053 |  | 0.003527 | 0.003527 | 0.003527 |  | 0.003527 | 0.003527 | 0.003527 |  | 0.0011219 | 0.0011219 | 0.0011219 |  | 0.043813 | 0.043813 | 0.043813 |  | 0.13743 | 0.13743 | 0.13743 |  | 0.0018053 | 0.0018053 | 0.0018053 |  | 0.003527 | 0.003527 | 0.003527 |  | 0.13743 | 0.13743 | 0.13743
COMNFCLNGA15 | COMNFCLNGA | Commercial new NGA fuel cell CHP | PJ, GW | COMNGA | COMELCC | 2015 | 0.060118 | [10 empty] | 60.1181
COMAREGNGA35 | COMAREGNGA | Commercial advanced NGA RICE CHP | PJ, GW | COMNGA | COMELCC | 2035 | 0.062738 | [5 empty] | 0.60197 | 0.00095567 | 0.00041008 | 0.0034173 |  | 62.7381 | [5 empty] | 0.40845 | 0.40845 | 0.40845 |  | 0.00028086 | 0.00028086 | 0.00028086 |  | 0.0068346 | 0.0068346 | 0.0068346 |  | 0.0068346 | 0.0068346 | 0.0068346 |  | 0.04949 | 0.04949 | 0.04949 |  | 0.71684 | 0.71684 | 0.71684 |  | 0.40845 | 0.40845 | 0.40845 |  | 0.00028086 | 0.00028086 | 0.00028086 |  | 0.0068346 | 0.0068346 | 0.0068346 |  | 0.40845 | 0.40845 | 0.40845
COMACCTNGA35 | COMACCTNGA | Commercial advanced NGA turbine CHP | PJ, GW | COMNGA | COMELCC | 2035 | 0.08547 | [5 empty] | 0.056393 | 0.0013019 | 0.00017377 | 0.0021543 |  | 85.4701 | [5 empty] | 0.16789 | 0.16789 | 0.16789 |  | 0.0022054 | 0.0022054 | 0.0022054 |  | 0.0043086 | 0.0043086 | 0.0043086 |  | 0.0043086 | 0.0043086 | 0.0043086 |  | 0.0013706 | 0.0013706 | 0.0013706 |  | 0.053523 | 0.053523 | 0.053523 |  | 0.16789 | 0.16789 | 0.16789 |  | 0.0022054 | 0.0022054 | 0.0022054 |  | 0.0043086 | 0.0043086 | 0.0043086 |  | 0.16789 | 0.16789 | 0.16789
COMAMTTNGA35 | COMAMTTNGA | Commercial advanced NGA microturbine CHP | PJ, GW | COMNGA | COMELCC | 2035 | 0.069834 | [5 empty] | 0.046077 | 0.0010638 | 0.00014198 | 0.0017602 |  | 69.8341 | [5 empty] | 0.13717 | 0.13717 | 0.13717 |  | 0.001802 | 0.001802 | 0.001802 |  | 0.0035204 | 0.0035204 | 0.0035204 |  | 0.0035204 | 0.0035204 | 0.0035204 |  | 0.0011198 | 0.0011198 | 0.0011198 |  | 0.043731 | 0.043731 | 0.043731 |  | 0.13717 | 0.13717 | 0.13717 |  | 0.001802 | 0.001802 | 0.001802 |  | 0.0035204 | 0.0035204 | 0.0035204 |  | 0.13717 | 0.13717 | 0.13717
COMAFCLNGA35 | COMAFCLNGA | Commercial advanced NGA fuel cell CHP | PJ, GW | COMNGA | COMELCC | 2035 | 0.076923