## ANSv6.0-Technologies (hidden)
ANSWER-Technologies
| TechName | TechDesc | TACTUnit | TCAPUnit | Set Memberships | Comment

## ANSv6.0-Commodities (hidden)
ANSWER-Commodities
| CommName | CommDesc | CommUnit | Set Memberships | Comment

## ANSv6.1-Commodities (hidden)
ANSWER-Commodities
| CommName | CommDesc | CommUnit | Set Memberships | Comment

## ANSv6.1-Technologies (hidden)
ANSWER-Technologies
| TechName | TechDesc | TACTUnit | TCAPUnit | Set Memberships | Comment

## ANSv6.1-Constraints (hidden)
ANSWER-Constraints
| ConstrName | ConstrDesc | Units | Set Memberships | Comment

## ANSv6.1-CommData (hidden)
ANSWER-CommData
| CommName | CommDesc | Units

## ANSv6.1-TechData (hidden)
ANSWER-TechData
| TechName | TechDesc | Units | CommIN | CommOUT

## ANSv6.1-ConstrData (hidden)
ANSWER-ConstrData
| ConstrName | ConstrDesc | Units | TechName

## Commodities
Commodities | _GLOBAL,R0,R1,R2,R3,R4,R5,R6
~FI_Comm
Region | CommName | CommDesc | Unit | Csets | LimType | CTSLvl | PeakTS | Ctype | Comment
R1,R2,R3,R4,R5,R6 | ELC | Electricity | PJ | NRG |  | DAYNITE | ANNUAL | ELC
R1 | HYDELC | Pumped Hydro electricity | PJ | NRG |  | DAYNITE | ANNUAL
R1,R2,R3,R4,R5,R6 | BATELC | Utility Scale Battery Storage Electricity | PJ | NRG |  | DAYNITE | ANNUAL
R1 | RDMDELC | Dummy ELC demand | PJ | DEM
R0,R1 | ELCNB | Electricity from R0 | PJ | NRG |  | DAYNITE | ANNUAL | ELC
R2, R3, R4, R5, R6 | ELCR1 | Electricity from R1 (NE) | PJ | NRG |  | DAYNITE | ANNUAL | ELC
R1,R3,R4,R5,R6 | ELCR2 | Electricity from R2 (BK) | PJ | NRG |  | DAYNITE | ANNUAL | ELC
R1,R2,R3,R4,R5,R6 | ELCR3 | Electricity from R3 (BX) | PJ | NRG |  | DAYNITE | ANNUAL | ELC
R1,R2,R3,R4,R5,R6 | ELCR4 | Electricity from R4 (MH) | PJ | NRG |  | DAYNITE | ANNUAL | ELC
R1,R2,R3,R4,R5,R6 | ELCR5 | Electricity from R5 (SI) | PJ | NRG |  | DAYNITE | ANNUAL | ELC
R1,R2,R3,R4,R5,R6 | ELCR6 | Electricity from R6 (QN) | PJ | NRG |  | DAYNITE | ANNUAL | ELC
*Renewable
R1,R2,R3,R4,R5,R6 | RENHYD | Renewable Hydro | PJ | NRG
R1,R2,R3,R4,R5,R6 | RENWIN | Renewable Wind | PJ | NRG
R1,R2,R3,R4,R5,R6 | SOLRES | Solar residential | PJ | NRG
R1,R2,R3,R4,R5,R6 | SOL | Solar | PJ | NRG
*Material Carriers to Nuclear Techs
R0 | NURN | Natural Uranium | t | MAT
R0 | URD | Depleted uranium generated during enrichment | t | MAT
R0,R1,R2,R3,R4,R5,R6 | URNA | Enriched Uranium (4.5%) for LWRs | t | MAT
R0,R1,R2,R3,R4,R5,R6 | URNB | Enriched Uranium (9%) for PBMRs | t | MAT
R0,R1,R2,R3,R4,R5,R6 | URNC | Enriched Uranium (19%) for GT-MHRs | t | MAT
R1,R2,R3,R4,R5,R6 | USPTA | Spent U from LWRs | t | MAT
R1,R2,R3,R4,R5,R6 | USPTB | Spent U from PBMRs | t | MAT
R1,R2,R3,R4,R5,R6 | USPTC | Spent U from GT-MHRs | t | MAT
*Coal Energy Carriers
R1 | CSTMBH | High Sulfur Bituminous to SOx Control | PJ | NRG
R1 | CSTMBM | Medium Sulfur Bituminous to SOx Control | PJ
R1 | CSTMBL | Low Sulfur Bituminous to SOx Control | PJ
R1 | CSTMSM | Medium Sulfur Sub-Bituminous to SOx Control | PJ
R1 | CSTMSL | Low Sulfur Sub-Bituminous to SOx Control | PJ
R1 | CSTMLH | High Sulfur Lignite to SOx Control | PJ
R1 | CSTMLM | Medium Sulfur Lignite to SOx Control | PJ
R1 | CSTMBIT1O | Bituminous to NOX Control Over 100MW | PJ
R1 | CSTMSUB1O | Sub-Bituminous to NOX Control Over 100MW | PJ
R1 | CSTMLIG1O | Lignite to NOX Control Over 100MW | PJ
R1 | CSTMBIT1U | Bituminous to NOX Control Under 100MW | PJ
R1 | CSTMSUB1U | Sub-Bituminous to NOX Control Under 100MW | PJ
R1 | CSTMLIG1U | Lignite to NOX Control Under 100MW | PJ
R1 | CSTMBIT2O | Bituminous from 1st to 2nd Nox Control Over 100MW | PJ
R1 | CSTMSUB2O | Sub-Bituminous from 1st to 2nd Nox Control Over 100MW | PJ
R1 | CSTMLIG2O | Lignite from 1st to 2nd Nox Control Over 100MW | PJ
R1 | CSTMBIT2U | Bituminous from 1st to 2nd Nox Control Under 100MW | PJ
R1 | CSTMSUB2U | Sub-Bituminous from 1st to 2nd Nox Control Under 100MW | PJ
R1 | CSTMLIG2U | Lignite from 1st to 2nd Nox Control Under 100MW | PJ
R1 | CSTMBIT3O | Bituminous to PM Control Over 100MW | PJ
R1 | CSTMSUB3O | Sub-Bituminous to PM Control Over 100MW | PJ
R1 | CSTMLIG3O | Lignite to PM Control Over 100 MW | PJ
R1 | CSTMBIT3U | Bituminous to PM Control Under 100MW | PJ
R1 | CSTMSUB3U | Sub-Bituminous to PM Control Under 100MW | PJ
R1 | CSTMLIG3U | Lignite to PM Control Under 100 MW | PJ
R1 | CSTMBIT4O | Bituminous from 1st to 2nd PM Control Over 100MW | PJ
R1 | CSTMSUB4O | Sub-Bituminous from 1st to 2nd PM Control Over 100MW | PJ
R1 | CSTMLIG4O | Lignite from 1st to 2nd PM Control Over 100MW | PJ
R1 | CSTMBIT4U | Bituminous from 1st to 2nd PM Control Under 100MW | PJ
R1 | CSTMSUB4U | Sub-Bituminous from 1st to 2nd PM Control Under 100MW | PJ
R1 | CSTMLIG4U | Lignite from 1st to 2nd PM Control Under 100MW | PJ
R1 | CSTMBIT5O | Bituminous After Emissions Accounting Over 100MW | PJ
R1 | CSTMSUB5O | Sub-Bituminous After Emissions Accounting Over 100MW | PJ
R1 | CSTMLIG5O | Lignite After Emissions Accounting Over 100MW | PJ
R1 | CSTMBIT5U | Bituminous After Emissions Accounting Under 100MW | PJ
R1 | CSTMSUB5U | Sub-Bituminous After Emissions Accounting Under 100MW | PJ
R1 | CSTMLIG5U | Lignite After Emissions Accounting Under 100MW | PJ
R1,R2,R3,R4,R5,R6 | COALBST | Coal to Boiler Steam Turbine CHP, Coal, Existing | PJ
R1 | COALSTMN | Coal to NEW Conversion Plants | PJ
R1 | COALIGCC | Coal to IGCC | PJ
*Non-Coal Energy Carriers to Conversion Techs
R1,R2,R3,R4,R5,R6 | ELCDSLEA | Diesel | PJ | NRG
R1,R2,R3,R4,R5,R6 | ELCDSL | Diesel to the electric system | PJ
R1,R2,R3,R4,R5,R6 | ELCDSLPN | Diesel to the electric system PN | PJ
R1,R2,R3,R4,R5,R6 | ELCRFLEA | Residual Fuel Oil LS | PJ
R1,R2,R3,R4,R5,R6 | ELCRFHEA | Residual Fuel Oil HS | PJ
R1,R2,R3,R4,R5,R6 | ELCRFH | Residual fuel oil, high sulfur, to electric system | PJ
R1,R2,R3,R4,R5,R6 | ELCRFL | Residual fuel oil, low sulfur, to electric system | PJ
R1,R2,R3,R4,R5,R6 | ELCRFHPS | Residual fuel oil, high sulfur, to electric system PS | PJ
R1,R2,R3,R4,R5,R6 | ELCRFLPS | Residual fuel oil, low sulfur, to electric system PS | PJ
R1,R2,R3,R4,R5,R6 | ELCRFHPN | Residual fuel oil, high sulfur, to electric system PN | PJ
R1,R2,R3,R4,R5,R6 | ELCRFLPN | Residual fuel oil, low sulfur, to electric system PN | PJ
R1,R2,R3,R4,R5,R6 | ELCNGAEA | Natural Gas to Combustion Turbines | PJ
R1,R2,R3,R4,R5,R6 | ELCNGCEA | Natural Gas to Combined-Cycle | PJ
R1,R2,R3,R4,R5,R6 | ELCNGSEA | Natural Gas(steam) to Electric Sector | PJ
R1,R2,R3,R4,R5,R6 | ELCNGA | Natural gas to the electric system | PJ
R1 | ELCHYD | Water | PJ
R1,R2,R3,R4,R5,R6 | ELCWND | Wind | PJ
*R1,R2,R3,R4,R5,R6 | ELCGEO | Geothermal | PJ
R1 | ELCSOL | Solar | PJ
*Biomass energy carriers
*R1,R2,R3,R4,R5,R6 | AGR | Delivered ag residues - other (in Mt) | Mt | MAT
*R1,R2,R3,R4,R5,R6 | ECG | Delivered energy crop - grasses (in Mt) | Mt
*R1,R2,R3,R4,R5,R6 | ECW | Delivered energy crop - woody (in Mt) | Mt
*R1,R2,R3,R4,R5,R6 | FSR | Delivered forest residues (in Mt) | Mt
*R1,R2,R3,R4,R5,R6 | PMR | Delivered primary mill residues (in Mt) | Mt
*R1,R2,R3,R4,R5,R6 | UWW | Delivered urban wood waste (in Mt) | Mt
*R1,R2,R3,R4,R5,R6 | STV | Delivered corn stover (in Mt) | Mt
*R1,R2,R3,R4,R5,R6 | AGR_PJ | Delivered ag residues - other (in PJ) | PJ | NRG
*R1,R2,R3,R4,R5,R6 | ECG_PJ | Delivered energy crop - grasses (in PJ) | PJ
*R1,R2,R3,R4,R5,R6 | ECW_PJ | Delivered energy crop - woody (in PJ) | PJ
*R1,R2,R3,R4,R5,R6 | FSR_PJ | Delivered forest residues (in PJ) | PJ
*R1,R2,R3,R4,R5,R6 | PMR_PJ | Delivered primary mill residues (in PJ) | PJ
*R1,R2,R3,R4,R5,R6 | UWW_PJ | Delivered urban wood waste (in PJ) | PJ
*R1,R2,R3,R4,R5,R6 | STV_PJ | Delivered corn stover (in PJ) | PJ
*R1,R2,R3,R4,R5,R6 | ELCBIO | Biomass all kinds | PJ
*R1,R2,R3,R4,R5,R6 | ELCBIGCCEA | Electric sector biomass (all kinds) to EBIOIGCC after emissions accounting | PJ
*R1,R2,R3,R4,R5,R6 | ELCMSWEA | Municipal Solid Waste | PJ
*R1,R2,R3,R4,R5,R6 | ELCMSW | MSW to the electric system | PJ
*R1,R2,R3,R4,R5,R6 | ELCBSTMEA | Electric sector biomass (all kinds) to steam combustion after CO2 and SO2 emissions accounting | PJ
*R1,R2,R3,R4,R5,R6 | ELCBIOSTM | Electric sector biomass to dedicated steam combustion | PJ
*R1,R2,R3,R4,R5,R6 | LFGICEEA | LFG to IC Engine after emissions | PJ
*R1,R2,R3,R4,R5,R6 | LFGGTREA | LFG to Gas Turbine after emissions | PJ
*R1,R2,R3,R4,R5,R6 | LFGSTREA | LFG to Steam Turbine after emissions | PJ
*R1,R2,R3,R4,R5,R6 | LFGGCCEA | LFG to Combined Cycle Gas Turbine | PJ
*R1,R2,R3,R4,R5,R6 | LFG | Landfill gas | PJ
*Emissions Commodities
R1,R2,R3,R4,R5,R6 | CARBON | Carbon Emissions | Mt | ENV
R1,R2,R3,R4,R5,R6 | CO2BE | Carbon dioxide- Electricity from biomass | kt | ENV
R1,R2,R3,R4,R5,R6 | CO2E | Electric Sector Carbon Emissions | kt | ENV
R1,R2,R3,R4,R5,R6 | CO2EN | Electric Sector CO2 from new coal | kt | ENV
R1,R2,R3,R4,R5,R6 | CO2EO | Electric Sector CO2 from old coal | kt | ENV
R1,R2,R3,R4,R5,R6 | SO2E | Electric Sector Sulfur Emissions | kt | ENV
R1,R2,R3,R4,R5,R6 | SO2BE | Sulfur dioxide - Electricity from biomass | kt | ENV
R1,R2,R3,R4,R5,R6 | NOXE | Electric Sector NOX Emissions | kt | ENV
R1,R2,R3,R4,R5,R6 | NOXBE | NOX Emissions - Electricity from biomass | kt | ENV
R1,R2,R3,R4,R5,R6 | PM10E | Electric Sector PM10 Emissions | kt | ENV
R1,R2,R3,R4,R5,R6 | NH3 | Electric Sector NH3 Emissions | kt | ENV
R1,R2,R3,R4,R5,R6 | CO2EF | Electric Sector Fossil CO2 | kt | ENV
R1,R2,R3,R4,R5,R6 | UPCAR | Upstream CO2 emissions for fossil fuels | kt | ENV
R1,R2,R3,R4,R5,R6 | UPMET | Upstream CH4 emissions for fossil fuels | kt | ENV
R1,R2,R3,R4,R5,R6 | CO2CPP | Electric Sector CO2 on CPP techs | kt | ENV
*Emissions Commodities
R1 | ELCCOABH | Coal to Electric Sector | PJ | NRG
R1 | ELCCOABL | Coal to Electric Sector | PJ
R1 | ELCCOABM | Coal to Electric Sector | PJ
R1 | ELCCOALH | Coal to Electric Sector | PJ
R1 | ELCCOALM | Coal to Electric Sector | PJ
R1 | ELCCOASL | Coal to Electric Sector | PJ
R1 | ELCCOASM | Coal to Electric Sector | PJ
*CCS: Coal Energy Carriers
R1 | CSTMBHCCO | High Sulfur Bituminous Coal Between SO2 and CO2 Controls or Pass Through Over 100MW | PJ | NRG
R1 | CSTMBLCCO | Low Sulfur Bituminous Coal Between SO2 and CO2 Controls or Pass Through Over 100MW | PJ
R1 | CSTMBMCCO | Medium Sulfur Bituminous Coal Between SO2 and CO2 Controls or Pass Through Over 100MW | PJ
R1 | CSTMLHCCO | High Sulfur lignite Coal Between SO2 and CO2 Controls or Pass Through Over 100MW | PJ
R1 | CSTMLMCCO | Medium Sulfur lignite Coal Between SO2 and CO2 Controls or Pass Through Over 100MW | PJ
R1 | CSTMSLCCO | Low Sulfur Subbituminous Coal Between SO2 and CO2 Controls or Pass Through Over 100MW | PJ
R1 | CSTMSMCCO | Medium Sulfur Subbituminous Coal Between SO2 and CO2 Controls or Pass Through Over 100MW | PJ
R1 | CSTMBHCCU | High Sulfur Bituminous Coal Between SO2 and CO2 Controls or Pass Through Under 100MW | PJ
R1 | CSTMBLCCU | Low Sulfur Bituminous Coal Between SO2 and CO2 Controls or Pass Through Under 100MW | PJ
R1 | CSTMBMCCU | Medium Sulfur Bituminous Coal Between SO2 and CO2 Controls or Pass Through Under 100MW | PJ
R1 | CSTMLHCCU | High Sulfur lignite Coal Between SO2 and CO2 Controls or Pass Through Under 100MW | PJ
R1 | CSTMLMCCU | Medium Sulfur lignite Coal Between SO2 and CO2 Controls or Pass Through Under 100MW | PJ
R1 | CSTMSLCCU | Low Sulfur Subbituminous Coal Between SO2 and CO2 Controls or Pass Through Under 100MW | PJ
R1 | CSTMSMCCU | Medium Sulfur Subbituminous Coal Between SO2 and CO2 Controls or Pass Through Under 100MW | PJ
*R1 | COALSTMCC | Coal to Coal Fired Power Post CO2 Capture Retrofit or PT | PJ
*R1 | COALIGCCCC | Coal to IGCC after CO2 capture retrofit or PT | PJ
*CCS: Non-Coal Energy Carriers to Conversion Techs
*R1,R2,R3,R4,R5,R6 | ELCNGACC | Nat gas to non-stm elec after CO2 capture retrofit | PJ | NRG
*CCS: Emissions Commodities
*R1,R2,R3,R4,R5,R6 | CO2S | CO2 Sequestered | kt | ENV
* Renewables
*R1,R2,R3,R4,R5,R6 | WND | Wind | PJ | NRG
*R1,R2,R3,R4,R5,R6 | SOL | Solar | PJ
*INFES Backstop
* | ZZDMY | Dummy commodity for the ZZ-backstop no-INFES processes | PJ | NRG
*Water Commodities
R0,R1,R2,R3,R4,R5,R6 | H2OC | Water Consumed | uvol | ENV
R0,R1,R2,R3,R4,R5,R6 | H2OW | Water Withdrawn | uvol | ENV
R0,R1,R2,R3,R4,R5,R6 | H2OCE | Water Consumed - Electric Sector | uvol | ENV
R0,R1,R2,R3,R4,R5,R6 | H2OWE | Water Withdrawn - Electric Sector | uvol | ENV
*Resid Coal Retirement Dummy
R1,R2,R3,R4,R5,R6 | ZZDMYCOAL | Resid coal retirement dummy | PJ | NRG
*Resid Nuclear Retirement Dummy
R1,R2,R3,R4,R5,R6 | ZZDMYNUK | Resid nuclear retirement dummy | PJ | NRG
*Resid Hydro Retirement Dummy
R1,R2,R3,R4,R5,R6 | ZZDMYHC | Hydro conv pp retirement dummy | PJ | NRG
R1,R2,R3,R4,R5,R6 | ZZDMYHR | Hydro rev pp retirement dummy | PJ
*NGA Retirement Dummy
R1,R2,R3,R4,R5,R6 | ZZDMYNG1 | Hydro NGAACC retirement dummy | PJ | NRG
*WND Retirement Dummy
R1,R2,R3,R4,R5,R6 | ZZDMYW1 | Onshore wind retirement dummy | PJ | NRG
R1,R2,R3,R4,R5,R6 | ZZDMYW2 | Offshore wind retirement dummy | PJ
*SOL Retirement Dummy
R1,R2,R3,R4,R5,R6 | ZZDMYPV | Solar PV retirement dummy | PJ | NRG
*CHP Retirement Dummy
R1,R2,R3,R4,R5,R6 | ZZDMYPC1 | CHP Oil retirement dummy | PJ | NRG
R1,R2,R3,R4,R5,R6 | CO2 | Carbon dioxide emissions | Mt | ENV
R1,R2,R3,R4,R5,R6 | SO2 | Sulfur dioxide emissions | kt | ENV
R1,R2,R3,R4,R5,R6 | NOX | NOX Emissions | kt | ENV
R1,R2,R3,R4,R5,R6 | PM10 | PM10 Emissions | kt | ENV
R1,R2,R3,R4,R5,R6 | PM25 | Electric Sector PM2.5 Emissions | kt | ENV
R1,R2,R3,R4,R5,R6 | VOC | Electric Sector VOC Emissions | kt | ENV
R1,R2,R3,R4,R5,R6 | CO | Electric Sector CO Emissions | kt | ENV
R1,R2,R3,R4,R5,R6 | CH4 | Electric Sector CH4 Emissions | kt | ENV
R1,R2,R3,R4,R5,R6 | N2O | Electric Sector N2O Emissions | kt | ENV
R1,R2,R3,R4,R5,R6 | BC | Electric Sector BC Emissions | kt | ENV
R1,R2,R3,R4,R5,R6 | OC | Electric Sector OC Emissions | kt | ENV

## Technologies
Technologies | _GLOBAL,R0,R1,R2,R3,R4,R5,R6
~FI_Process
Region | TechName | TechDesc | Tact | Tcap | Sets | Tslvl | PrimaryCG | Vintage | Comment
*Electricity production
R1 | RDUMELC | Dummy ELC Demand Tech | PJ | Pja | DMD
* | ERFLSTMR | Oil Steam (Resid Fuel Oil LS) | PJ | MW | ELE | DAYNITE
R1,R2,R3,R4,R5,R6 | ENGASTMRR | Natural Gas Steam; Recirculating Cooling | PJ | MW | ELE | DAYNITE
R1,R2,R3,R4,R5,R6 | ENGASTMRO | Natural Gas Steam; Open Loop Cooling | PJ | MW | ELE | DAYNITE
* | EDSLCTR | Diesel Oil Combustion Turbine | PJ | MW | ELE | DAYNITE
R1,R2,R3,R4,R5,R6 | ENGACTR | Natural Gas Combustion Turbine | PJ | MW | ELE | DAYNITE
* | EDSLCCR | Diesel Oil Combined-Cycle | PJ | MW | ELE | DAYNITE
R1,R2,R3,R4,R5,R6 | ENGACCRR | Natural Gas Combined-Cycle; Recirculating Cooling | PJ | MW | ELE | DAYNITE
R1,R2,R3,R4,R5,R6 | ENGACCRO | Natural Gas Combined-Cycle; Open Loop Cooling | PJ | MW | ELE | DAYNITE
R1,R2,R3,R4,R5,R6 | ENGACCRD | Natural Gas Combined-Cycle; Dry Cooling | PJ | MW | ELE | DAYNITE
R1 | EURNALWRR | Pre-Existing Nuclear LWRs; Recirculating Cooling | PJ | MW | ELE | SEASON | NRGO
R1 | EURNALWRO | Pre-Existing Nuclear LWRs; Open Loop Cooling | PJ | MW | ELE | SEASON | NRGO
R2 | ENGACTRB | Natural Gas Combustion Turbine Bayonne Center | PJ | MW | ELE | DAYNITE
R4 | ENGACCL | Natural Gas Combined cycle Turbine Linden | PJ | MW | ELE | DAYNITE
*CHP production
* | ECHPBIO | Electric sector BIO CHP | PJ | MW | HPL | DAYNITE
R1,R2,R3,R4,R5,R6 | ECHPCOAL | Electric sector Coal CHP | PJ | MW | HPL | SEASON
R1,R2,R3,R4,R5,R6 | ECHPNGA | Electric sector NGA CHP | PJ | MW | HPL | DAYNITE
R1,R2,R3,R4,R5,R6 | ECHPOIL | Electric sector Oil CHP | PJ | MW | HPL | DAYNITE
*Coal electricity production
R1 | ECSTMRBO5O | Residual Coal Steam; Bituminous; Over 100 MW; 1950s; Open Loop Cooling | PJ | MW | ELE | SEASON
* | ECSTMRBO8O | Residual Coal Steam; Bituminous; Over 100 MW; 1980s; Open Loop Cooling | PJ | MW | ELE | SEASON
R1 | ECSTMRSO5O | Residual Coal Steam; Subbituminous; Over 100 MW; 1950s; Open Loop Cooling | PJ | MW | ELE | SEASON
R1 | ECSTMRSO6R | Residual Coal Steam; Subbituminous; Over 100 MW; 1960s; Recirculating Cooling | PJ | MW | ELE | SEASON
R1 | ECSTMRBU4O | Residual Coal Steam; Bituminous; Under 100 MW; 1940s; Open Loop Cooling | PJ | MW | ELE | SEASON
R1 | ECSTMRBU5R | Residual Coal Steam; Bituminous; Under 100 MW; 1950s; Recirculating Cooling | PJ | MW | ELE | SEASON
R1 | ECSTMRBU5O | Residual Coal Steam; Bituminous; Under 100 MW; 1950s; Open Loop Cooling | PJ | MW | ELE | SEASON
R1 | ECSTMRBU8O | Residual Coal Steam; Bituminous; Under 100 MW; 1980s; Open Loop Cooling | PJ | MW | ELE | SEASON
R1 | ECSTMRBU9R | Residual Coal Steam; Bituminous; Under 100 MW; 1990s; Recirculating Cooling | PJ | MW | ELE | SEASON
R1 | ECSTMRSU5O | Residual Coal Steam; Subbituminous; Under 100 MW; 1950s; Open Loop Cooling | PJ | MW | ELE | SEASON
*Renewable electricity production
R1 | EHYDCONR | Hydroelectric, Conventional | PJ | MW | ELE | DAYNITE
R1 | SHYDREVRIN | Hydroelectric, Reversible | PJ | MW | STG | DAYNITE
R1 | EHYDREVROUT | Hydroelectric, Reversible | PJ | MW | ELE | DAYNITE
R1 | EWNDR | Wind | PJ | MW | ELE | DAYNITE
R1 | ESOLPVR | Solar Photovoltaic | PJ | MW | ELE | DAYNITE
*Uranium technologies
R0 | STKURD1 | Stockpile of depleted uranium from enrichment | t | ta | STK | ANNUAL
R1 | STKUSPTA1 | Stockpile of spent U from LWRs | t | ta | STK | ANNUAL
R1 | STKUSPTB2 | Stockpile of spent U from PBMRs | t | ta | STK | ANNUAL
R1 | STKUSPTC3 | Stockpile of spent U from GT-MHRs | t | ta | STK | ANNUAL
R0 | PNURNU45 | Process of conversion, enrichment and fabrication to 4.5% U-235 for LWRs | t | ta | PRE
R0 | PNURNU09 | Process of conversion, enrichment and fabrication to 9% U-235 for PBMRs | t | ta | PRE
R0 | PNURNU19 | Process of conversion, enrichment and fabrication to 19% U-235 for GT-MHRs | t | ta | PRE
R0 | MINNURN1 | Supplies of domestic uranium -- Step1 | t | ta | MIN
R0 | MINNURN2 | Supplies of domestic uranium -- Step2 | t | ta | MIN
*Uranium import
R0 | IMPNURN1 | Import of Natural U from Abroad - Step1 | t | ta | IMP
R0 | IMPNURN2 | Import of Natural U from Abroad - Step2 | t | ta | IMP
R0 | IMPNURN3 | Import of Natural U from Abroad - Step3 | t | ta | IMP
*CHP Coal Collectors
R1 | SCEBSTCEBO | CSTMBIT5O to COALBST | PJ | Pja | PRE
R1 | SCEBSTCESO | CSTMSUB5O to COALBST | PJ | Pja | PRE
R1 | SCEBSTCELO | CSTMLIG5O to COALBST | PJ | Pja | PRE
R1 | SCEBSTCEBU | CSTMBIT5U to COALBST | PJ | Pja | PRE
R1 | SCEBSTCESU | CSTMSUB5U to COALBST | PJ | Pja | PRE
R1 | SCEBSTCELU | CSTMLIG5U to COALBST | PJ | Pja | PRE
*R1 SOx Retrofits for Coal
R1 | SECSTBHFGO | FGD Retrofit; Bituminous High Sulfur Coal Over 100MW | PJ | Pja | PRE
R1 | SECSTBHPTO | FGD Passthrough; Bituminous High Sulfur Coal Over 100MW | PJ | Pja | PRE
R1 | SECSTBMFGO | FGD Retrofit; Bituminous Medium Sulfur Coal Over 100MW | PJ | Pja | PRE
R1 | SECSTBMPTO | FGD Passthrough; Bituminous Medium Sulfur Coal Over 100MW | PJ | Pja | PRE
R1 | SECSTBLFGO | FGD Retrofit; Bituminous Low Sulfur Coal Over 100MW | PJ | Pja | PRE
R1 | SECSTBLPTO | FGD Passthrough; Bituminous Low Sulfur Coal Over 100MW | PJ | Pja | PRE
R1 | SECSTSMFGO | FGD Retrofit; Sub-Bituminous Medium Sulfur Coal Over 100MW | PJ | Pja | PRE
R1 | SECSTSMPTO | FGD Passthrough; Sub-Bituminous Medium Sulfur Coal Over 100MW | PJ | Pja | PRE
R1 | SECSTSLFGO | FGD Retrofit; Sub-Bituminous Low Sulfur Coal Over 100MW | PJ | Pja | PRE
R1 | SECSTSLPTO | FGD Passthrough; Sub-Bituminous Low Sulfur Coal Over 100MW | PJ | Pja | PRE
R1 | SECSTLHFGO | FGD Retrofit; Lignite High Sulfur Coal Over 100MW | PJ | Pja | PRE
R1 | SECSTLHPTO | FGD Passthrough; Lignite High Sulfur Coal Over 100MW | PJ | Pja | PRE
R1 | SECSTLMFGO | FGD Retrofit; Lignite Medium Sulfur Coa Over 100MW | PJ | Pja | PRE
R1 | SECSTLMPTO | FGD Passthrough; Lignite Medium Sulfur Coal Over 100MW | PJ | Pja | PRE
R1 | SECSTBHFGU | FGD Retrofit; Bituminous High Sulfur Coal Under 100MW | PJ | Pja | PRE
R1 | SECSTBHPTU | FGD Passthrough; Bituminous High Sulfur Coal Under 100MW | PJ | Pja | PRE
R1 | SECSTBMFGU | FGD Retrofit; Bituminous Medium Sulfur Coal Under 100MW | PJ | Pja | PRE
R1 | SECSTBMPTU | FGD Passthrough; Bituminous Medium Sulfur Coal Under 100MW | PJ | Pja | PRE
R1 | SECSTBLFGU | FGD Retrofit; Bituminous Low Sulfur Coal Under 100MW | PJ | Pja | PRE
R1 | SECSTBLPTU | FGD Passthrough; Bituminous Low Sulfur Coal Under 100MW | PJ | Pja | PRE
R1 | SECSTSMFGU | FGD Retrofit; Sub-Bituminous Medium Sulfur Coa Under 100MW | PJ | Pja | PRE
R1 | SECSTSMPTU | FGD Passthrough; Sub-Bituminous Medium Sulfur Coal Under 100MW | PJ | Pja | PRE
R1 | SECSTSLFGU | FGD Retrofit; Sub-Bituminous Low Sulfur Coal Under 100MW | PJ | Pja | PRE
R1 | SECSTSLPTU | FGD Passthrough; Sub-Bituminous Low Sulfur Coal Under 100MW | PJ | Pja | PRE
R1 | SECSTLHFGU | FGD Retrofit; Lignite High Sulfur Coal Under 100MW | PJ | Pja | PRE
R1 | SECSTLHPTU | FGD Passthrough; Lignite High Sulfur Coal Under 100MW | PJ | Pja | PRE
R1 | SECSTLMFGU | FGD Retrofit; Lignite Medium Sulfur Coal Under 100MW | PJ | Pja | PRE
R1 | SECSTLMPTU | FGD Passthrough; Lignite Medium Sulfur Coal Under 100MW | PJ | Pja | PRE
*R1 NOX Retrofits for Coal
R1 | SECSTBLNBO | LNB only; Bituminous Coal; Over 100 MW | PJ | Pja | PRE
R1 | SECSTBSCRO | LNB plus SCR; Bituminous Coal; Over 100 MW | PJ | Pja | PRE
R1 | SECSTBSNCO | LNB plus SNCR; Bituminous Coal; Over 100 MW | PJ | Pja | PRE
R1 | SECSTBPTO | NOx Passthrough with Pre-existing LNB; Bituminous Coal; Over 100 MW | PJ | Pja | PRE
R1 | SECSTBSC2O | SCR only; Bituminous Coal; Over 100 MW | PJ | Pja | PRE
R1 | SECSTBSN2O | SNCR only; Bituminous Coal; Over 100 MW | PJ | Pja | PRE
R1 | SECSTBPT2O | NOx Passthrough with no Pre-existing Controls; Bituminous Coal; Over 100 MW | PJ | Pja | PRE
R1 | SECSTBLS2O | New LNB plus SCR to Plant without Pre-existing Controls; Bituminous Coal; Over 100 MW | PJ | Pja | PRE
R1 | SECSTBLN2O | New LNB plus SNCR to Plant without Pre-existing Controls; Bituminous Coal; Over 100 MW | PJ | Pja | PRE
R1 | SECSTSLNBO | LNB only; Subbituminous Coal; Over 100 MW | PJ | Pja | PRE
R1 | SECSTSSCRO | LNB plus SCR; Subbituminous Coal; Over 100 MW | PJ | Pja | PRE
R1 | SECSTSSNCO | LNB plus SNCR; Subbituminous Coal; Over 100 MW | PJ | Pja | PRE
R1 | SECSTSPTO | NOx Passthrough with Pre-existing LNB; Subbituminous Coal; Over 100 MW | PJ | Pja | PRE
R1 | SECSTSSC2O | SCR only; Subbituminous Coal; Over 100 MW | PJ | Pja | PRE
R1 | SECSTSSN2O | SNCR only; Subbituminous Coal; Over 100 MW | PJ | Pja | PRE
R1 | SECSTSPT2O | NOx Passthrough with no Pre-existing Controls; Subbituminous Coal; Over 100 MW | PJ | Pja | PRE
R1 | SECSTSLS2O | New LNB plus SCR to Plant without Pre-existing Controls; Subbituminous Coal; Over 100 MW | PJ | Pja | PRE
R1 | SECSTSLN2O | New LNB plus SNCR to Plant without Pre-existing Controls; Subbituminous Coal; Over 100 MW | PJ | Pja | PRE
R1 | SECSTLLNBO | LNB only; Lignite Coal; Over 100 MW | PJ | Pja | PRE
R1 | SECSTLSCRO | LNB plus SCR; Lignite Coal; Over 100 MW | PJ | Pja | PRE
R1 | SECSTLSNCO | LNB plus SNCR; Lignite Coal; Over 100 MW | PJ | Pja | PRE
R1 | SECSTLPTO | NOx Passthrough with Pre-existing LNB; Lignite Coal; Over 100 MW | PJ | Pja | PRE
R1 | SECSTLSC2O | SCR only; Lignite Coal; Over 100 MW | PJ | Pja | PRE
R1 | SECSTLSN2O | SNCR only; Lignite Coal; Over 100 MW | PJ | Pja | PRE
R1 | SECSTLPT2O | NOx Passthrough with no Pre-existing Controls; Lignite Coal; Over 100 MW | PJ | Pja | PRE
R1 | SECSTLLS2O | New LNB plus SCR to Plant without Pre-existing Controls; Lignite Coal; Over 100 MW | PJ | Pja | PRE
R1 | SECSTLLN2O | New LNB plus SNCR to Plant without Pre-existing Controls; Lignite Coal; Over 100 MW | PJ | Pja | PRE
R1 | SECSTBLNBU | LNB only; Bituminous Coal; Under 100 MW | PJ | Pja | PRE
R1 | SECSTBSCRU | LNB plus SCR; Bituminous Coal; Under 100 MW | PJ | Pja | PRE
R1 | SECSTBSNCU | LNB plus SNCR; Bituminous Coal; Under 100 MW | PJ | Pja | PRE
R1 | SECSTBPTU | NOx Passthrough with Pre-existing LNB; Bituminous Coal; Under 100 MW | PJ | Pja | PRE
R1 | SECSTBSC2U | SCR only; Bituminous Coal; Under 100 MW | PJ | Pja | PRE
R1 | SECSTBSN2U | SNCR only; Bituminous Coal; Under 100 MW | PJ | Pja | PRE
R1 | SECSTBPT2U | NOx Passthrough with no Pre-existing Controls; Bituminous Coal; Under 100 MW | PJ | Pja | PRE
R1 | SECSTBLS2U | New LNB plus SCR to Plant without Pre-existing Controls; Bituminous Coal; Under 100 MW | PJ | Pja | PRE
R1 | SECSTBLN2U | New LNB plus SNCR to Plant without Pre-existing Controls; Bituminous Coal; Under 100 MW | PJ | Pja | PRE
R1 | SECSTSLNBU | LNB only; Subbituminous Coal; Under 100 MW | PJ | Pja | PRE
R1 | SECSTSSCRU | LNB plus SCR; Subbituminous Coal; Under 100 MW | PJ | Pja | PRE
R1 | SECSTSSNCU | LNB plus SNCR; Subbituminous Coal; Under 100 MW | PJ | Pja | PRE
R1 | SECSTSPTU | NOx Passthrough with Pre-existing LNB; Subbituminous Coal; Under 100 MW | PJ | Pja | PRE
R1 | SECSTSSC2U | SCR only; Subbituminous Coal; Under 100 MW | PJ | Pja | PRE
R1 | SECSTSSN2U | SNCR only; Subbituminous Coal; Under 100 MW | PJ | Pja | PRE
R1 | SECSTSPT2U | NOx Passthrough with no Pre-existing Controls; Subbituminous Coal; Under 100 MW | PJ | Pja | PRE
R1 | SECSTSLS2U | New LNB plus SCR to Plant without Pre-existing Controls; Subbituminous Coal; Under 100 MW | PJ | Pja | PRE
R1 | SECSTSLN2U | New LNB plus SNCR to Plant without Pre-existing Controls; Subbituminous Coal; Under 100 MW | PJ | Pja | PRE
R1 | SECSTLLNBU | LNB only; Lignite Coal; Under 100 MW | PJ | Pja | PRE
R1 | SECSTLSCRU | LNB plus SCR; Lignite Coal; Under 100 MW | PJ | Pja | PRE
R1 | SECSTLSNCU | LNB plus SNCR; Lignite Coal; Under 100 MW | PJ | Pja | PRE
R1 | SECSTLPTU | NOx Passthrough with Pre-existing LNB; Lignite Coal; Under 100 MW | PJ | Pja | PRE
R1 | SECSTLSC2U | SCR only; Lignite Coal; Under 100 MW | PJ | Pja | PRE
R1 | SECSTLSN2U | SNCR only; Lignite Coal; Under 100 MW | PJ | Pja | PRE
R1 | SECSTLPT2U | NOx Passthrough with no Pre-existing Controls; Lignite Coal; Under 100 MW | PJ | Pja | PRE
R1 | SECSTLLS2U | New LNB plus SCR to Plant without Pre-existing Controls; Lignite Coal; Under 100 MW | PJ | Pja | PRE
R1 | SECSTLLN2U | New LNB plus SNCR to Plant without Pre-existing Controls; Lignite Coal; Under 100 MW | PJ | Pja | PRE
*R1 PM Retrofits for Coal
R1 | SECSTBFFRO | Fabric Filter; Bituminous Coal; Over 100 MW | PJ | Pja | PRE
R1 | SECSTBCYCO | Cyclone; Bituminous Coal; Over 100 MW | PJ | Pja | PRE
R1 | SECSTBESPO | ESP; Bituminous Coal; Over 100 MW | PJ | Pja | PRE
R1 | SECSTBEPUO | ESP Plate Upgrade; Bituminous Coal; Over 100 MW | PJ | Pja | PRE
R1 | SECSTBEPTO | ESP Plate Upgrade Passthrough; Bituminous Coal; Over 100 MW | PJ | Pja | PRE
R1 | SECSTBPTHO | Passthrough; Bituminous Coal; Over 100 MW | PJ | Pja | PRE
R1 | SECSTSFFRO | Fabric Filter; Subbituminous Coal; Over 100 MW | PJ | Pja | PRE
R1 | SECSTSCYCO | Cyclone; Subbituminous Coal; Over 100 MW | PJ | Pja | PRE
R1 | SECSTSESPO | ESP; Subbituminous Coal; Over 100 MW | PJ | Pja | PRE
R1 | SECSTSEPUO | ESP Plate Upgrade; Subbituminous Coal; Over 100 MW | PJ | Pja | PRE
R1 | SECSTSEPTO | ESP Plate Upgrade Passthrough; Subbituminous Coal; Over 100 MW | PJ | Pja | PRE
R1 | SECSTSPTHO | Passthrough; Subbituminous Coal; Over 100 MW | PJ | Pja | PRE
R1 | SECSTLFFRO | Fabric Filter; Lignite Coal; Over 100 MW | PJ | Pja | PRE
R1 | SECSTLCYCO | Cyclone; Lignite Coal; Over 100 MW | PJ | Pja | PRE
R1 | SECSTLESPO | ESP; Lignite Coal; Over 100 MW | PJ | Pja | PRE
R1 | SECSTLEPUO | ESP Plate Upgrade; Lignite Coal; Over 100 MW | PJ | Pja | PRE
R1 | SECSTLEPTO | ESP Plate Upgrade Passthrough; Lignite Coal; Over 100 MW | PJ | Pja | PRE
R1 | SECSTLPTHO | Passthrough; Lignite Coal; Over 100 MW | PJ | Pja | PRE
R1 | SECSTBFFRU | Fabric Filter; Bituminous Coal; Under 100 MW | PJ | Pja | PRE
R1 | SECSTBCYCU | Cyclone; Bituminous Coal; Under 100 MW | PJ | Pja | PRE
R1 | SECSTBESPU | ESP; Bituminous Coal; Under 100 MW | PJ | Pja | PRE
R1 | SECSTBEPUU | ESP Plate Upgrade; Bituminous Coal; Under 100 MW | PJ | Pja | PRE
R1 | SECSTBEPTU | ESP Plate Upgrade Passthrough; Bituminous Coal; Under 100 MW | PJ | Pja | PRE
R1 | SECSTBPTHU | Passthrough; Bituminous Coal; Under 100 MW | PJ | Pja | PRE
R1 | SECSTSFFRU | Fabric Filter; Subbituminous Coal; Under 100 MW | PJ | Pja | PRE
R1 | SECSTSCYCU | Cyclone; Subbituminous Coal; Under 100 MW | PJ | Pja | PRE
R1 | SECSTSESPU | ESP; Subbituminous Coal; Under 100 MW | PJ | Pja | PRE
R1 | SECSTSEPUU | ESP Plate Upgrade; Subbituminous Coal; Under 100 MW | PJ | Pja | PRE
R1 | SECSTSEPTU | ESP Plate Upgrade Passthrough; Subbituminous Coal; Under 100 MW | PJ | Pja | PRE
R1 | SECSTSPTHU | Passthrough; Subbituminous Coal; Under 100 MW | PJ | Pja | PRE
R1 | SECSTLFFRU | Fabric Filter; Lignite Coal; Under 100 MW | PJ | Pja | PRE
R1 | SECSTLCYCU | Cyclone; Lignite Coal; Under 100 MW | PJ | Pja | PRE
R1 | SECSTLESPU | ESP; Lignite Coal; Under 100 MW | PJ | Pja | PRE
R1 | SECSTLEPUU | ESP Plate Upgrade; Lignite Coal; Under 100 MW | PJ | Pja | PRE
R1 | SECSTLEPTU | ESP Plate Upgrade Passthrough; Lignite Coal; Under 100 MW | PJ | Pja | PRE
R1 | SECSTLPTHU | Passthrough; Lignite Coal; Under 100 MW | PJ | Pja | PRE
*Emissions Accounting
R1,R2,R3,R4,R5,R6 | SEELCDSL | Emissions: DSL to ELC | PJ | Pja | PRE
R1,R2,R3,R4,R5,R6 | SEELCDSLEN | Emissions: DSL to ELC, Existing NOX | PJ | Pja | PRE
R1,R2,R3,R4,R5,R6 | SEELCDSLIN | Emissions: DSL to ELC, Improved NOX | PJ | Pja | PRE
R1,R2,R3,R4,R5,R6 | SEELCNGT | Emissions: NGA to ELC (Turbine) | PJ | Pja | PRE
R1,R2,R3,R4,R5,R6 | SEELCNGC | Emissions: NGA to ELC (Combined Cycle) | PJ | Pja | PRE
R1,R2,R3,R4,R5,R6 | SEELCNGS | Emissions: NGA to ELC (Steam) | PJ | Pja | PRE
* | SEELCRFL | Emissions: RFL to ELC | PJ | Pja | PRE
* | SEELCRFH | Emissions: RFH to ELC | PJ | Pja | PRE
* | SEELCRFHES | Emissions: RFH to ELC, Existing SOX | PJ | Pja | PRE
* | SEELCRFHIS | Emissions: RFH to ELC, Improved SOX | PJ | Pja | PRE
* | SEELCRFHEN | Emissions: RFH to ELC, Existing NOX | PJ | Pja | PRE
* | SEELCRFHIN | Emissions: RFH to ELC, Improved NOX | PJ | Pja | PRE
* | SEELCRFL | Emissions: RFL to ELC | PJ | Pja | PRE
* | SEELCRFLES | Emissions: RFL to ELC, Existing SOX | PJ | Pja | PRE
* | SEELCRFLIS | Emissions: RFL to ELC, Improved SOX | PJ | Pja | PRE
* | SEELCRFLEN | Emissions: RFL to ELC, Existing NOX | PJ | Pja | PRE
* | SEELCRFLIN | Emissions: RFL to ELC, Improved NOX | PJ | Pja | PRE
* | SEELCBIGCC | Emissions: Biomass to ELC (IGCC) | PJ | Pja | PRE
* | SEELCBSTM | Biomass collector pre-dedicated steam -- NOx and PM Emiss Acctg | PJ | Pja | PRE
* | SEELCWTE | Emissions: Waste to Energy to ELC | PJ | Pja | PRE
* | SELFGICE | Emissions: Landfill gas to energy via engine | PJ | Pja | PRE
* | SELFGGT | Emissions: Landfill gas to energy via turbines | PJ | Pja | PRE
* | SELFGST | Emissions: Landfill gas to energy via steam turbines | PJ | Pja | PRE
* | SELFGGCC | Emissions: Landfill gas to energy via combined cycle turbines | PJ | Pja | PRE
*Biomass feedstocks before co-firing and dedicated steam: NOx and PM emissions accounting
* | SEELCBIBHO | Biomass cofiring to bit high S resid coal over 100 MW-- NOx and PM Emiss Acctg | PJ | Pja | PRE
* | SEELCBIBHU | Biomass cofiring to bit high S resid coal under 100 MW-- NOx and PM Emiss Acctg | PJ | Pja | PRE
* | SEELCBIBMO | Biomass cofiring to bit medium S resid coal over 100 MW -- NOx and PM Emiss Acctg | PJ | Pja | PRE
* | SEELCBIBMU | Biomass cofiring to bit medium S resid coal under 100 MW -- NOx and PM Emiss Acctg | PJ | Pja | PRE
* | SEELCBIBLO | Biomass cofiring to bit low S resid coal over 100 MW -- NOx and PM Emiss Acctg | PJ | Pja | PRE
* | SEELCBIBLU | Biomass cofiring to bit low S resid coal under 100 MW -- NOx and PM Emiss Acctg | PJ | Pja | PRE
* | SEELCBILHO | Biomass cofiring to lignite high S resid coal over 100 MW -- NOx and PM Emiss Acctg | PJ | Pja | PRE
* | SEELCBILHU | Biomass cofiring to lignite high S resid coal under 100 MW -- NOx and PM Emiss Acctg | PJ | Pja | PRE
* | SEELCBILMO | Biomass cofiring to lignite medium S resid coal over 100 MW -- NOx and PM Emiss Acctg | PJ | Pja | PRE
* | SEELCBILMU | Biomass cofiring to lignite medium S resid coal under 100 MW -- NOx and PM Emiss Acctg | PJ | Pja | PRE
* | SEELCBISMO | Biomass cofiring to sub-bit medium S resid coal over 100 MW -- NOx and PM Emiss Acctg | PJ | Pja | PRE
* | SEELCBISMU | Biomass cofiring to sub-bit medium S resid coal under 100 MW -- NOx and PM Emiss Acctg | PJ | Pja | PRE
* | SEELCBISLO | Biomass cofiring to sub-bit low S resid coal over 100 MW -- NOx and PM Emiss Acctg | PJ | Pja | PRE
* | SEELCBISLU | Biomass cofiring to sub-bit low S resid coal under 100 MW -- NOx and PM Emiss Acctg | PJ | Pja | PRE
* | SEELCBION | Biomass cofiring to new coal steam -- NOx and PM Emiss Acctg | PJ | Pja | PRE
R1 | SECIGCCBH | Emissions Accounting: BH Coal to IGCC | PJ | Pja | PRE
R1 | SECIGCCBL | Emissions Accounting: BL Coal to IGCC | PJ | Pja | PRE
R1 | SECIGCCBM | Emissions Accounting: BM Coal to IGCC | PJ | Pja | PRE
R1 | SECIGCCLH | Emissions Accounting: LH Coal to IGCC | PJ | Pja | PRE
R1 | SECIGCCLM | Emissions Accounting: LM Coal to IGCC | PJ | Pja | PRE
R1 | SECIGCCSL | Emissions Accounting: SL Coal to IGCC | PJ | Pja | PRE
R1 | SECIGCCSM | Emissions Accounting: SM Coal to IGCC | PJ | Pja | PRE
*Coal
R1 | SECSTMBH | Emissions Accounting: BH Coal to New Steam Electric | PJ | Pja | PRE
R1 | SECSTMBL | Emissions Accounting: BL Coal to New Steam Electric | PJ | Pja | PRE
R1 | SECSTMBM | Emissions Accounting: BM Coal to New Steam Electric | PJ | Pja | PRE
R1 | SECSTMLH | Emissions Accounting: LH Coal to New Steam Electric | PJ | Pja | PRE
R1 | SECSTMLM | Emissions Accounting: LM Coal to New Steam Electric | PJ | Pja | PRE
R1 | SECSTMSL | Emissions Accounting: SL Coal to New Steam Electric | PJ | Pja | PRE
R1 | SECSTMSM | Emissions Accounting: SM Coal to New Steam Electric | PJ | Pja | PRE
R1 | SECSTMRBH | Emissions Accounting: BH Coal to Residual Steam Electric | PJ | Pja | PRE
R1 | SECSTMRBL | Emissions Accounting: BL Coal to Residual Steam Electric | PJ | Pja | PRE
R1 | SECSTMRBM | Emissions Accounting: BM Coal to Residual Steam Electric | PJ | Pja | PRE
R1 | SECSTMRLH | Emissions Accounting: LH Coal to Residual Steam Electric | PJ | Pja | PRE
R1 | SECSTMRLM | Emissions Accounting: LM Coal to Residual Steam Electric | PJ | Pja | PRE
R1 | SECSTMRSL | Emissions Accounting: SL Coal to Residual Steam Electric | PJ | Pja | PRE
R1 | SECSTMRSM | Emissions Accounting: SM Coal to Residual Steam Electric | PJ | Pja | PRE
*
R1,R2,R3,R4,R5,R6 | MINSOL | MIN.Solar potential. | PJ | Pja | MIN
R1,R2,R3,R4,R5,R6 | MINSOLRES | MIN.Solar potential.Residential. | PJ | Pja | MIN
R1,R2,R3,R4,R5,R6 | MINRENHYD | MIN.Hydro potential. | PJ | Pja | MIN
R1,R2,R3,R4,R5,R6 | MINRENWIN | MIN.Wind potential. | PJ | Pja | MIN
R1,R2,R3,R4,R5,R6 | XHYDELC | Hydro to ELC | PJ | Pja | PRE
R1,R2,R3,R4,R5,R6 | XWNDELC | Wind to ELC | PJ | Pja | PRE
R1,R2,R3,R4,R5,R6 | XSOLELC | Sol to ELC | PJ | Pja | PRE
*
*R0 | EXPELCNB1 | Electricity Exports from R0 to R1 | PJ | PJ/a | EXP
R1 | IMPELCNB1 | Electricity Imports from R0 to R1 | PJ | PJ/a | IMP
R1 | XELCNBE | Electricity Imports from R0 to R1 | PJ | GW | ELE
R1 | XELCNBN | Electricity Imports from R0 to R1 | PJ | GW | ELE
R1 | RDUMELC | Dummy ELC Demand Tech | PJ | PJ/a | DMD
*Biomass technologies
*R1,R2,R3,R4,R5,R6 | XSTVELCPJ | STV to Biomass for ELC STM -- Convert Mt to PJ | PJ | PJ/a | PRE
*R1,R2,R3,R4,R5,R6 | XAGRELCPJ | AGR to Biomass for ELC STM -- Convert Mt to PJ | PJ | PJ/a | PRE
*R1,R2,R3,R4,R5,R6 | XECGELCPJ | ECG to Biomass for ELC STM -- Convert Mt to PJ | PJ | PJ/a | PRE
*R1,R2,R3,R4,R5,R6 | XECWELCPJ | ECW to Biomass for ELC STM -- Convert Mt to PJ | PJ | PJ/a | PRE
*R1,R2,R3,R4,R5,R6 | XFSRELCPJ | FSR to Biomass for ELC STM -- Convert Mt to PJ | PJ | PJ/a | PRE
*R1,R2,R3,R4,R5,R6 | XPMRELCPJ | PMR to Biomass for ELC STM -- Convert Mt to PJ | PJ | PJ/a | PRE
*R1,R2,R3,R4,R5,R6 | XUWWELCPJ | UWW to Biomass for ELC STM -- Convert Mt to PJ | PJ | PJ/a | PRE
*R1,R2,R3,R4,R5,R6 | SEBSTMSTV | STV to Biomass for ELC STM -- CO2 and SO2 Emiss Acctg | PJ | PJ/a | PRE
*R1,R2,R3,R4,R5,R6 | SEBSTMAGR | AGR to Biomass for ELC STM -- CO2 and SO2 Emiss Acctg | PJ | PJ/a | PRE
*R1,R2,R3,R4,R5,R6 | SEBSTMECG | ECG to Biomass for ELC STM -- CO2 and SO2 Emiss Acctg | PJ | PJ/a | PRE
*R1,R2,R3,R4,R5,R6 | SEBSTMECW | ECW to Biomass for ELC STM -- CO2 and SO2 Emiss Acctg | PJ | PJ/a | PRE
*R1,R2,R3,R4,R5,R6 | SEBSTMFSR | FSR to Biomass for ELC STM -- CO2 and SO2 Emiss Acctg | PJ | PJ/a | PRE
*R1,R2,R3,R4,R5,R6 | SEBSTMPMR | PMR to Biomass for ELC STM -- CO2 and SO2 Emiss Acctg | PJ | PJ/a | PRE
*R1,R2,R3,R4,R5,R6 | SEBSTMUWW | UWW to Biomass for ELC STM -- CO2 and SO2 Emiss Acctg | PJ | PJ/a | PRE
* CCS: New Generating Technologies with CO2 Capture
*R1,R2,R3,R4,R5,R6 | ECOALIGCCS | Integrated Coal Gasif. Combined Cycle -- CO2 Capt. | PJ | GW | ELE
*R1,R2,R3,R4,R5,R6 | ECOALOXYCS | Oxyfuel Coal Steam -- CO2 Capture | PJ | GW | ELE
*R1,R2,R3,R4,R5,R6 | ENGACCCCS | Natural Gas Combined Cycle -- CO2 Capture | PJ | GW | ELE
* CCS: Post Combustion Flue Gas CO2 Capture Retrofits
*R1,R2,R3,R4,R5,R6 | SECSTBHCCO | CO2 Retrofit; Existing Coal STM; High Sulfur Bituminous; Over 100MW | PJ | PJ/a | PRE
*R1,R2,R3,R4,R5,R6 | SECSTBHCPO | CO2 retro Pass Through ; Existing Coal STM; High Sulfur Bituminous; Over 100MW | PJ | PJ/a | PRE
*R1,R2,R3,R4,R5,R6 | SECSTBLCCO | CO2 Retrofit; Existing Coal STM; Low Sulfur Bituminous; Over 100MW | PJ | PJ/a | PRE
*R1,R2,R3,R4,R5,R6 | SECSTBLCPO | CO2 retro Pass Through ; Existing Coal STM; Low Sulfur Bituminous; Over 100MW | PJ | PJ/a | PRE
*R1,R2,R3,R4,R5,R6 | SECSTBMCCO | CO2 Retrofit; Existing Coal STM; Medium Sulfur Bituminous; Over 100MW | PJ | PJ/a | PRE
*R1,R2,R3,R4,R5,R6 | SECSTBMCPO | CO2 retro Pass Through ; Existing Coal STM; Medium Sulfur Bituminous; Over 100MW | PJ | PJ/a | PRE
*R1,R2,R3,R4,R5,R6 | SECSTLHCCO | CO2 Retrofit; Existing Coal STM; High Sulfur Lignite; Over 100MW | PJ | PJ/a | PRE
*R1,R2,R3,R4,R5,R6 | SECSTLHCPO | CO2 retro Pass Through ; Existing Coal STM; High Sulfur Lignite; Over 100MW | PJ | PJ/a | PRE
*R1,R2,R3,R4,R5,R6 | SECSTLMCCO | CO2 Retrofit; Existing Coal STM; Medium Sulfur Lignite; Over 100MW | PJ | PJ/a | PRE
*R1,R2,R3,R4,R5,R6 | SECSTLMCPO | CO2 retro Pass Through ; Existing Coal STM; Medium Sulfur Lignite; Over 100MW | PJ | PJ/a | PRE
*R1,R2,R3,R4,R5,R6 | SECSTSLCCO | CO2 Retrofit; Existing Coal STM; Low Sulfur Subbituminous; Over 100MW | PJ | PJ/a | PRE
*R1,R2,R3,R4,R5,R6 | SECSTSLCPO | CO2 retro Pass Through ; Existing Coal STM; Low Sulfur Subbituminous; Over 100MW | PJ | PJ/a | PRE
*R1,R2,R3,R4,R5,R6 | SECSTSMCCO | CO2 Retrofit; Existing Coal STM; Medium Sulfur Subbituminous; Over 100MW | PJ | PJ/a | PRE
*R1,R2,R3,R4,R5,R6 | SECSTSMCPO | CO2 retro Pass Through ; Existing Coal STM; Medium Sulfur Subbituminous; Over 100MW | PJ | PJ/a | PRE
*R1,R2,R3,R4,R5,R6 | SECSTBHCCU | CO2 Retrofit; Existing Coal STM; High Sulfur Bituminous; Under 100MW | PJ | PJ/a | PRE
*R1,R2,R3,R4,R5,R6 | SECSTBHCPU | CO2 retro Pass Through ; Existing Coal STM; High Sulfur Bituminous; Under 100MW | PJ | PJ/a | PRE
*R1,R2,R3,R4,R5,R6 | SECSTBLCCU | CO2 Retrofit; Existing Coal STM; Low Sulfur Bituminous; Under 100MW | PJ | PJ/a | PRE
*R1,R2,R3,R4,R5,R6 | SECSTBLCPU | CO2 retro Pass Through ; Existing Coal STM; Low Sulfur Bituminous; Under 100MW | PJ | PJ/a | PRE
*R1,R2,R3,R4,R5,R6 | SECSTBMCCU | CO2 Retrofit; Existing Coal STM; Medium Sulfur Bituminous; Under 100MW | PJ | PJ/a | PRE
*R1,R2,R3,R4,R5,R6 | SECSTBMCPU | CO2 retro Pass Through ; Existing Coal STM; Medium Sulfur Bituminous; Under 100MW | PJ | PJ/a | PRE
*R1,R2,R3,R4,R5,R6 | SECSTLHCCU | CO2 Retrofit; Existing Coal STM; High Sulfur Lignite; Under 100MW | PJ | PJ/a | PRE
*R1,R2,R3,R4,R5,R6 | SECSTLHCPU | CO2 retro Pass Through ; Existing Coal STM; High Sulfur Lignite; Under 100MW | PJ | PJ/a | PRE
*R1,R2,R3,R4,R5,R6 | SECSTLMCCU | CO2 Retrofit; Existing Coal STM; Medium Sulfur Lignite; Under 100MW | PJ | PJ/a | PRE
*R1,R2,R3,R4,R5,R6 | SECSTLMCPU | CO2 retro Pass Through ; Existing Coal STM; Medium Sulfur Lignite; Under 100MW | PJ | PJ/a | PRE
*R1,R2,R3,R4,R5,R6 | SECSTSLCCU | CO2 Retrofit; Existing Coal STM; Low Sulfur Subbituminous; Under 100MW | PJ | PJ/a | PRE
*R1,R2,R3,R4,R5,R6 | SECSTSLCPU | CO2 retro Pass Through ; Existing Coal STM; Low Sulfur Subbituminous; Under 100MW | PJ | PJ/a | PRE
*R1,R2,R3,R4,R5,R6 | SECSTSMCCU | CO2 Retrofit; Existing Coal STM; Medium Sulfur Subbituminous; Under 100MW | PJ | PJ/a | PRE
*R1,R2,R3,R4,R5,R6 | SECSTSMCPU | CO2 retro Pass Through ; Existing Coal STM; Medium Sulfur Subbituminous; Under 100MW | PJ | PJ/a | PRE
*R1,R2,R3,R4,R5,R6 | SECSTMCC | New coal stm CO2 capture retrofit | PJ | PJ/a | PRE
*R1,R2,R3,R4,R5,R6 | SECSTMCP | New coal stm CO2 capture pass through | PJ | PJ/a | PRE
*R1,R2,R3,R4,R5,R6 | SECIGCCCS | IGCC CO2 capture retrofit | PJ | PJ/a | PRE
*R1,R2,R3,R4,R5,R6 | SECIGCCCP | IGCC CO2 capture pass through | PJ | PJ/a | PRE
*R1,R2,R3,R4,R5,R6 | SENGACCCC | NGCC CO2 capture retrofit | PJ | PJ/a | PRE
*R1,R2,R3,R4,R5,R6 | SENGACCCP | NGCC CO2 capture pass through | PJ | PJ/a | PRE
*Resid Coal Retirement Dummies
* | ZZDMYBO4R | Resid Coal Retirement Dummy; for use with ECSTMRBO4R | PJ | PJ/a | PRE
* | ZZDMYBO4O | Resid Coal Retirement Dummy; for use with ECSTMRBO4O | PJ | PJ/a | PRE
* | ZZDMYBO5R | Resid Coal Retirement Dummy; for use with ECSTMRBO5R | PJ | PJ/a | PRE
R1 | ZZDMYBO5O | Resid Coal Retirement Dummy; for use with ECSTMRBO5O | PJ | PJ/a | PRE
* | ZZDMYBO6R | Resid Coal Retirement Dummy; for use with ECSTMRBO6R | PJ | PJ/a | PRE
* | ZZDMYBO6O | Resid Coal Retirement Dummy; for use with ECSTMRBO6O | PJ | PJ/a | PRE
* | ZZDMYBO7R | Resid Coal Retirement Dummy; for use with ECSTMRBO7R | PJ | PJ/a | PRE
* | ZZDMYBO7O | Resid Coal Retirement Dummy; for use with ECSTMRBO7O | PJ | PJ/a | PRE
* | ZZDMYBO8R | Resid Coal Retirement Dummy; for use with ECSTMRBO8R | PJ | PJ/a | PRE
* | ZZDMYBO8O | Resid Coal Retirement Dummy; for use with ECSTMRBO8O | PJ | PJ/a | PRE
* | ZZDMYBO9R | Resid Coal Retirement Dummy; for use with ECSTMRBO9R | PJ | PJ/a | PRE
* | ZZDMYBO9O | Resid Coal Retirement Dummy; for use with ECSTMRBO9O | PJ | PJ/a | PRE
* | ZZDMYBO0R | Resid Coal Retirement Dummy; for use with ECSTMRBO0R | PJ | PJ/a | PRE
* | ZZDMYBO0O | Resid Coal Retirement Dummy; for use with ECSTMRBO0O | PJ | PJ/a | PRE
* | ZZDMYSO4R | Resid Coal Retirement Dummy; for use with ECSTMRSO4R | PJ | PJ/a | PRE
* | ZZDMYSO4O | Resid Coal Retirement Dummy; for use with ECSTMRSO4O | PJ | PJ/a | PRE
* | ZZDMYSO5R | Resid Coal Retirement Dummy; for use with ECSTMRSO5R | PJ | PJ/a | PRE
R1 | ZZDMYSO5O | Resid Coal Retirement Dummy; for use with ECSTMRSO5O | PJ | PJ/a | PRE
R1 | ZZDMYSO6R | Resid Coal Retirement Dummy; for use with ECSTMRSO6R | PJ | PJ/a | PRE
* | ZZDMYSO6O | Resid Coal Retirement Dummy; for use with ECSTMRSO6O | PJ | PJ/a | PRE
* | ZZDMYSO7R | Resid Coal Retirement Dummy; for use with ECSTMRSO7R | PJ | PJ/a | PRE
* | ZZDMYSO7O | Resid Coal Retirement Dummy; for use with ECSTMRSO7O | PJ | PJ/a | PRE
* | ZZDMYSO8R | Resid Coal Retirement Dummy; for use with ECSTMRSO8R | PJ | PJ/a | PRE
* | ZZDMYSO8O | Resid Coal Retirement Dummy; for use with ECSTMRSO8O | PJ | PJ/a | PRE
* | ZZDMYSO9R | Resid Coal Retirement Dummy; for use with ECSTMRSO9R | PJ | PJ/a | PRE
* | ZZDMYSO9O | Resid Coal Retirement Dummy; for use with ECSTMRSO9O | PJ | PJ/a | PRE
* | ZZDMYSO0R | Resid Coal Retirement Dummy; for use with ECSTMRSO0R | PJ | PJ/a | PRE
* | ZZDMYSO0O | Resid Coal Retirement Dummy; for use with ECSTMRSO0O | PJ | PJ/a | PRE
* | ZZDMYLO4R | Resid Coal Retirement Dummy; for use with ECSTMRLO4R | PJ | PJ/a | PRE
* | ZZDMYLO4O | Resid Coal Retirement Dummy; for use with ECSTMRLO4O | PJ | PJ/a | PRE
* | ZZDMYLO5R | Resid Coal Retirement Dummy; for use with ECSTMRLO5R | PJ | PJ/a | PRE
* | ZZDMYLO5O | Resid Coal Retirement Dummy; for use with ECSTMRLO5O | PJ | PJ/a | PRE
* | ZZDMYLO6R | Resid Coal Retirement Dummy; for use with ECSTMRLO6R | PJ | PJ/a | PRE
* | ZZDMYLO6O | Resid Coal Retirement Dummy; for use with ECSTMRLO6O | PJ | PJ/a | PRE
* | ZZDMYLO7R | Resid Coal Retirement Dummy; for use with ECSTMRLO7R | PJ | PJ/a | PRE
* | ZZDMYLO7O | Resid Coal Retirement Dummy; for use with ECSTMRLO7O | PJ | PJ/a | PRE
* | ZZDMYLO8R | Resid Coal Retirement Dummy; for use with ECSTMRLO8R | PJ | PJ/a | PRE
* | ZZDMYLO8O | Resid Coal Retirement Dummy; for use with ECSTMRLO8O | PJ | PJ/a | PRE
* | ZZDMYLO9R | Resid Coal Retirement Dummy; for use with ECSTMRLO9R | PJ | PJ/a | PRE
* | ZZDMYLO9O | Resid Coal Retirement Dummy; for use with ECSTMRLO9O | PJ | PJ/a | PRE
* | ZZDMYLO0R | Resid Coal Retirement Dummy; for use with ECSTMRLO0R | PJ | PJ/a | PRE
* | ZZDMYLO0O | Resid Coal Retirement Dummy; for use with ECSTMRLO0O | PJ | PJ/a | PRE
* | ZZDMYBU4R | Resid Coal Retirement Dummy; for use with ECSTMRBU4R | PJ | PJ/a | PRE
R1 | ZZDMYBU4O | Resid Coal Retirement Dummy; for use with ECSTMRBU4O | PJ | PJ/a | PRE
R1 | ZZDMYBU5R | Resid Coal Retirement Dummy; for use with ECSTMRBU5R | PJ | PJ/a | PRE
R1 | ZZDMYBU5O | Resid Coal Retirement Dummy; for use with ECSTMRBU5O | PJ | PJ/a | PRE
* | ZZDMYBU6R | Resid Coal Retirement Dummy; for use with ECSTMRBU6R | PJ | PJ/a | PRE
* | ZZDMYBU6O | Resid Coal Retirement Dummy; for use with ECSTMRBU6O | PJ | PJ/a | PRE
* | ZZDMYBU7R | Resid Coal Retirement Dummy; for use with ECSTMRBU7R | PJ | PJ/a | PRE
* | ZZDMYBU7O | Resid Coal Retirement Dummy; for use with ECSTMRBU7O | PJ | PJ/a | PRE
* | ZZDMYBU8R | Resid Coal Retirement Dummy; for use with ECSTMRBU8R | PJ | PJ/a | PRE
R1 | ZZDMYBU8O | Resid Coal Retirement Dummy; for use with ECSTMRBU8O | PJ | PJ/a | PRE
R1 | ZZDMYBU9R | Resid Coal Retirement Dummy; for use with ECSTMRBU9R | PJ | PJ/a | PRE
* | ZZDMYBU9O | Resid Coal Retirement Dummy; for use with ECSTMRBU9O | PJ | PJ/a | PRE
* | ZZDMYBU0R | Resid Coal Retirement Dummy; for use with ECSTMRBU0R | PJ | PJ/a | PRE
* | ZZDMYBU0O | Resid Coal Retirement Dummy; for use with ECSTMRBU0O | PJ | PJ/a | PRE
* | ZZDMYSU4R | Resid Coal Retirement Dummy; for use with ECSTMRSU4R | PJ | PJ/a | PRE
* | ZZDMYSU4O | Resid Coal Retirement Dummy; for use with ECSTMRSU4O | PJ | PJ/a | PRE
* | ZZDMYSU5R | Resid Coal Retirement Dummy; for use with ECSTMRSU5R | PJ | PJ/a | PRE
R1 | ZZDMYSU5O | Resid Coal Retirement Dummy; for use with ECSTMRSU5O | PJ | PJ/a | PRE
* | ZZDMYSU6R | Resid Coal Retirement Dummy; for use with ECSTMRSU6R | PJ | PJ/a | PRE
* | ZZDMYSU6O | Resid Coal Retirement Dummy; for use with ECSTMRSU6O | PJ | PJ/a | PRE
* | ZZDMYSU7R | Resid Coal Retirement Dummy; for use with ECSTMRSU7R | PJ | PJ/a | PRE
* | ZZDMYSU7O | Resid Coal Retirement Dummy; for use with ECSTMRSU7O | PJ | PJ/a | PRE
* | ZZDMYSU8R | Resid Coal Retirement Dummy; for use with ECSTMRSU8R | PJ | PJ/a | PRE
* | ZZDMYSU8O | Resid Coal Retirement Dummy; for use with ECSTMRSU8O | PJ | PJ/a | PRE
* | ZZDMYSU9R | Resid Coal Retirement Dummy; for use with ECSTMRSU9R | PJ | PJ/a | PRE
* | ZZDMYSU9O | Resid Coal Retirement Dummy; for use with ECSTMRSU9O | PJ | PJ/a | PRE
* | ZZDMYSU0R | Resid Coal Retirement Dummy; for use with ECSTMRSU0R | PJ | PJ/a | PRE
* | ZZDMYSU0O | Resid Coal Retirement Dummy; for use with ECSTMRSU0O | PJ | PJ/a | PRE
* | ZZDMYLU4R | Resid Coal Retirement Dummy; for use with ECSTMRLU4R | PJ | PJ/a | PRE
* | ZZDMYLU4O | Resid Coal Retirement Dummy; for use with ECSTMRLU4O | PJ | PJ/a | PRE
* | ZZDMYLU5R | Resid Coal Retirement Dummy; for use with ECSTMRLU5R | PJ | PJ/a | PRE
* | ZZDMYLU5O | Resid Coal Retirement Dummy; for use with ECSTMRLU5O | PJ | PJ/a | PRE
* | ZZDMYLU6R | Resid Coal Retirement Dummy; for use with ECSTMRLU6R | PJ | PJ/a | PRE
* | ZZDMYLU6O | Resid Coal Retirement Dummy; for use with ECSTMRLU6O | PJ | PJ/a | PRE
* | ZZDMYLU7R | Resid Coal Retirement Dummy; for use with ECSTMRLU7R | PJ | PJ/a | PRE
* | ZZDMYLU7O | Resid Coal Retirement Dummy; for use with ECSTMRLU7O | PJ | PJ/a | PRE
* | ZZDMYLU8R | Resid Coal Retirement Dummy; for use with ECSTMRLU8R | PJ | PJ/a | PRE
* | ZZDMYLU8O | Resid Coal Retirement Dummy; for use with ECSTMRLU8O | PJ | PJ/a | PRE
* | ZZDMYLU9R | Resid Coal Retirement Dummy; for use with ECSTMRLU9R | PJ | PJ/a | PRE
* | ZZDMYLU9O | Resid Coal Retirement Dummy; for use with ECSTMRLU9O | PJ | PJ/a | PRE
* | ZZDMYLU0R | Resid Coal Retirement Dummy; for use with ECSTMRLU0R | PJ | PJ/a | PRE
* | ZZDMYLU0O | Resid Coal Retirement Dummy; for use with ECSTMRLU0O | PJ | PJ/a | PRE
R1 | ZZDMYNUKR | Resid Nuclear Retirment Dummy: for use with EURNALWRR | PJ | PJ/a | PRE
R1 | ZZDMYNUKO | Resid Nuclear Retirment Dummy: for use with EURNALWRO | PJ | PJ/a | PRE
* Storage technologies | (uses EIA data for reverse hydro as typical)
* | ESTORAGE | Electricity storage | PJ | GW | STG
R1 | ZZDMYHYD1 | Resid Coal Retirement Dummy; for use with EHYDCONV | PJ | PJ/a | PRE
R1 | ZZDMYHYD2 | Resid Coal Retirement Dummy; for use with EHYDREV | PJ | PJ/a | PRE
R1 | ZZDMYWND1 | Resid Coal Retirement Dummy; for use with EWNDR | PJ | PJ/a | PRE
* | ZZDMYWND2 | Resid Coal Retirement Dummy; for use with EWND offshore | PJ | PJ/a | PRE
R1 | ZZDMYNGA1 | Resid NGA Retirement Dummy; for use with ENGAACC | PJ | PJ/a | PRE
R1 | ZZDMYPV1 | Resid Coal Retirement Dummy; for use with ESOLPV | PJ | PJ/a | PRE
R1 | ZZDMYCHP1 | Resid CHP Retirement Dummy; for use with ECHPOIL | PJ | PJ/a | PRE
*Import / Export of Enriched Uranium from R0 to R1-R9
R0 | EXPURNA1 | Export of Enriched U (4.5%) from R0 to R1 | t | t/a | EXP
* | EXPURNA2 | Export of Enriched U (4.5%) from R0 to R2 | t | t/a
* | EXPURNA3 | Export of Enriched U (4.5%) from R0 to R3 | t | t/a
* | EXPURNA4 | Export of Enriched U (4.5%) from R0 to R4 | t | t/a
* | EXPURNA5 | Export of Enriched U (4.5%) from R0 to R5 | t | t/a
* | EXPURNA6 | Export of Enriched U (4.5%) from R0 to R6 | t | t/a
* | EXPURNA7 | Export of Enriched U (4.5%) from R0 to R7 | t | t/a
* | EXPURNA8 | Export of Enriched U (4.5%) from R0 to R8 | t | t/a
* | EXPURNA9 | Export of Enriched U (4.5%) from R0 to R9 | t | t/a
R1 | IMPURNA1 | Import of Enriched U (4.5%) from R0 to R1 | t | t/a | IMP
* | IMPURNA2 | Import of Enriched U (4.5%) from R0 to R2 | t | t/a
* | IMPURNA3 | Import of Enriched U (4.5%) from R0 to R3 | t | t/a
* | IMPURNA4 | Import of Enriched U (4.5%) from R0 to R4 | t | t/a
* | IMPURNA5 | Import of Enriched U (4.5%) from R0 to R5 | t | t/a
* | IMPURNA6 | Import of Enriched U (4.5%) from R0 to R6 | t | t/a
* | IMPURNA7 | Import of Enriched U (4.5%) from R0 to R7 | t | t/a
* | IMPURNA8 | Import of Enriched U (4.5%) from R0 to R8 | t | t/a
* | IMPURNA9 | Import of Enriched U (4.5%) from R0 to R9 | t | t/a
R0 | EXPURNB1 | Export of Enriched U (9%) from R0 to R1 | t | t/a | EXP
* | EXPURNB2 | Export of Enriched U (9%) from R0 to R2 | t | t/a
* | EXPURNB3 | Export of Enriched U (9%) from R0 to R3 | t | t/a
* | EXPURNB4 | Export of Enriched U (9%) from R0 to R4 | t | t/a
* | EXPURNB5 | Export of Enriched U (9%) from R0 to R5 | t | t/a
* | EXPURNB6 | Export of Enriched U (9%) from R0 to R6 | t | t/a
* | EXPURNB7 | Export of Enriched U (9%) from R0 to R7 | t | t/a
* | EXPURNB8 | Export of Enriched U (9%) from R0 to R8 | t | t/a
* | EXPURNB9 | Export of Enriched U (9%) from R0 to R9 | t | t/a
R1 | IMPURNB1 | Import of Enriched U (9%) from R0 to R1 | t | t/a | IMP
* | IMPURNB2 | Import of Enriched U (9%) from R0 to R2 | t | t/a
* | IMPURNB3 | Import of Enriched U (9%) from R0 to R3 | t | t/a
* | IMPURNB4 | Import of Enriched U (9%) from R0 to R4 | t | t/a
* | IMPURNB5 | Import of Enriched U (9%) from R0 to R5 | t | t/a
* | IMPURNB6 | Import of Enriched U (9%) from R0 to R6 | t | t/a
* | IMPURNB7 | Import of Enriched U (9%) from R0 to R7 | t | t/a
* | IMPURNB8 | Import of Enriched U (9%) from R0 to R8 | t | t/a
* | IMPURNB9 | Import of Enriched U (9%) from R0 to R9 | t | t/a
R0 | EXPURNC1 | Export of Enriched U (19%) from R0 to R1 | t | t/a | EXP
* | EXPURNC2 | Export of Enriched U (19%) from R0 to R2 | t | t/a
* | EXPURNC3 | Export of Enriched U (19%) from R0 to R3 | t | t/a
* | EXPURNC4 | Export of Enriched U (19%) from R0 to R4 | t | t/a
* | EXPURNC5 | Export of Enriched U (19%) from R0 to R5 | t | t/a
* | EXPURNC6 | Export of Enriched U (19%) from R0 to R6 | t | t/a
* | EXPURNC7 | Export of Enriched U (19%) from R0 to R7 | t | t/a
* | EXPURNC8 | Export of Enriched U (19%) from R0 to R8 | t | t/a
* | EXPURNC9 | Export of Enriched U (19%) from R0 to R9 | t | t/a
R1 | IMPURNC1 | Import of Enriched U (19%) from R0 to R1 | t | t/a | IMP
* | IMPURNC2 | Import of Enriched U (19%) from R0 to R2 | t | t/a
* | IMPURNC3 | Import of Enriched U (19%) from R0 to R3 | t | t/a
* | IMPURNC4 | Import of Enriched U (19%) from R0 to R4 | t | t/a
* | IMPURNC5 | Import of Enriched U (19%) from R0 to R5 | t | t/a
* | IMPURNC6 | Import of Enriched U (19%) from R0 to R6 | t | t/a
* | IMPURNC7 | Import of Enriched U (19%) from R0 to R7 | t | t/a
* | IMPURNC8 | Import of Enriched U (19%) from R0 to R8 | t | t/a
* | IMPURNC9 | Import of Enriched U (19%) from R0 to R9 | t | t/a
*Nuclear Techs
R1 | EURNALWRR | Pre-Existing Nuclear LWRs; Recirculating Cooling | PJ | GW | ELE |  | NRGO
R1 | EURNALWRO | Pre-Existing Nuclear LWRs; Open Loop Cooling | PJ | GW | ELE |  | NRGO
R1 | EURNALWR15 | Nuclear LWRs in 2015 | PJ | GW | ELE |  | NRGO
*R1 | EURNBPBMR | Pebble-Bed Modular Reactor (PBMR) | PJ | GW | ELE |  | NRGO
*R1 | EURNCGTMHR | Gas Turbine - Modular Helium Reactor (GT-MHR) | PJ | GW | ELE |  | NRGO
*RESID NON-Coal Conversion Techs
R1 | EWNDR | Wind | PJ | GW | PRE
R1 | ESOLPVR | Solar Photovoltaic | PJ | GW | PRE
*R1 | ESOLTHR | Solar Thermal | PJ | GW | PRE
* Solar and Wind energy conversion technologies
R1 | ESOLPVC2A | Solar PV Centralized Generation Class 2 Cost Category A | PJ | GW | ELE
R1 | ESOLPVC2B | Solar PV Centralized Generation Class 2 Cost Category B
R1 | ESOLPVC2C | Solar PV Centralized Generation Class 2 Cost Category C
R1 | ESOLPVC2D | Solar PV Centralized Generation Class 2 Cost Category D
R1 | ESOLPVC2E | Solar PV Centralized Generation Class 2 Cost Category E
R1 | ESOLPVC3A | Solar PV Centralized Generation Class 3 Cost Category A
R1 | ESOLPVC3B | Solar PV Centralized Generation Class 3 Cost Category B
R1 | ESOLPVC3C | Solar PV Centralized Generation Class 3 Cost Category C
R1 | ESOLPVC3D | Solar PV Centralized Generation Class 3 Cost Category D
R1 | ESOLPVC3E | Solar PV Centralized Generation Class 3 Cost Category E
R1 | ESOLPVC4A | Solar PV Centralized Generation Class 4 Cost Category A
R1 | ESOLPVC4B | Solar PV Centralized Generation Class 4 Cost Category B
R1 | ESOLPVC4C | Solar PV Centralized Generation Class 4 Cost Category C
R1 | ESOLPVC4D | Solar PV Centralized Generation Class 4 Cost Category D
R1 | ESOLPVC4E | Solar PV Centralized Generation Class 4 Cost Category E
*R1 | ESOLPVC5A | Solar PV Centralized Generation Class 5 Cost Category A
*R1 | ESOLPVC5B | Solar PV Centralized Generation Class 5 Cost Category B
*R1 | ESOLPVC5C | Solar PV Centralized Generation Class 5 Cost Category C
*R1 | ESOLPVC5D | Solar PV Centralized Generation Class 5 Cost Category D
*R1 | ESOLPVC5E | Solar PV Centralized Generation Class 5 Cost Category E
*R1 | ESOLPVC6A | Solar PV Centralized Generation Class 6 Cost Category A
*R1 | ESOLPVC6B | Solar PV Centralized Generation Class 6 Cost Category B
*R1 | ESOLPVC6C | Solar PV Centralized Generation Class 6 Cost Category C
*R1 | ESOLPVC6D | Solar PV Centralized Generation Class 6 Cost Category D
*R1 | ESOLPVC6E | Solar PV Centralized Generation Class 6 Cost Category E
*R1 | ESOLPVC7A | Solar PV Centralized Generation Class 7 Cost Category A
*R1 | ESOLPVC7B | Solar PV Centralized Generation Class 7 Cost Category B
*R1 | ESOLPVC7C | Solar PV Centralized Generation Class 7 Cost Category C
*R1 | ESOLPVC7D | Solar PV Centralized Generation Class 7 Cost Category D
*R1 | ESOLPVC7E | Solar PV Centralized Generation Class 7 Cost Category E
*R1 | ESOLPVC8A | Solar PV Centralized Generation Class 8 Cost Category A
*R1 | ESOLPVC8B | Solar PV Centralized Generation Class 8 Cost Category B
*R1 | ESOLPVC8C | Solar PV Centralized Generation Class 8 Cost Category C
*R1 | ESOLPVC8D | Solar PV Centralized Generation Class 8 Cost Category D
*R1 | ESOLPVC8E | Solar PV Centralized Generation Class 8 Cost Category E
*R1 | ESOLPVC9A | Solar PV Centralized Generation Class 9 Cost Category A
*R1 | ESOLPVC9B | Solar PV Centralized Generation Class 9 Cost Category B
*R1 | ESOLPVC9C | Solar PV Centralized Generation Class 9 Cost Category C
*R1 | ESOLPVC9D | Solar PV Centralized Generation Class 9 Cost Category D
*R1 | ESOLPVC9E | Solar PV Centralized Generation Class 9 Cost Category E
R1 | EWNDON1A | Onshore Wind Class 1 Cost Category A | PJ | GW | ELE
R1 | EWNDR2 | Onshore Wind Retrofit for Residual Capacity
R1 | EWNDON1B | Onshore Wind Class 1 Cost Category B
R1 | EWNDON1C | Onshore Wind Class 1 Cost Category C
R1 | EWNDON1D | Onshore Wind Class 1 Cost Category D
R1 | EWNDON1E | Onshore Wind Class 1 Cost Category E
R1 | EWNDON2A | Onshore Wind Class 2 Cost Category A
R1 | EWNDON2B | Onshore Wind Class 2 Cost Category B
R1 | EWNDON2C | Onshore Wind Class 2 Cost Category C
R1 | EWNDON2D | Onshore Wind Class 2 Cost Category D
R1 | EWNDON2E | Onshore Wind Class 2 Cost Category E
R1 | EWNDON3A | Onshore Wind Class 3 Cost Category A
R1 | EWNDON3B | Onshore Wind Class 3 Cost Category B
R1 | EWNDON3C | Onshore Wind Class 3 Cost Category C
R1 | EWNDON3D | Onshore Wind Class 3 Cost Category D
R1 | EWNDON3E | Onshore Wind Class 3 Cost Category E
R1 | EWNDON4A | Onshore Wind Class 4 Cost Category A
R1 | EWNDON4B | Onshore Wind Class 4 Cost Category B
R1 | EWNDON4C | Onshore Wind Class 4 Cost Category C
R1 | EWNDON4D | Onshore Wind Class 4 Cost Category D
R1 | EWNDON4E | Onshore Wind Class 4 Cost Category E
R1 | EWNDON5A | Onshore Wind Class 5 Cost Category A
R1 | EWNDON5B | Onshore Wind Class 5 Cost Category B
R1 | EWNDON5C | Onshore Wind Class 5 Cost Category C
R1 | EWNDON5D | Onshore Wind Class 5 Cost Category D
R1 | EWNDON5E | Onshore Wind Class 5 Cost Category E
R1 | EWNDOFS1A | Offshore Shallow Wind Class 1 Cost Category A
R1 | EWNDOFS1B | Offshore Shallow Wind Class 1 Cost Category B
R1 | EWNDOFS1C | Offshore Shallow Wind Class 1 Cost Category C
R1 | EWNDOFS1D | Offshore Shallow Wind Class 1 Cost Category D
R1 | EWNDOFS1E | Offshore Shallow Wind Class 1 Cost Category E
R1 | EWNDOFS2A | Offshore Shallow Wind Class 2 Cost Category A
R1 | EWNDOFS2B | Offshore Shallow Wind Class 2 Cost Category B
R1 | EWNDOFS2C | Offshore Shallow Wind Class 2 Cost Category C
R1 | EWNDOFS2D | Offshore Shallow Wind Class 2 Cost Category D
R1 | EWNDOFS2E | Offshore Shallow Wind Class 2 Cost Category E
R1 | EWNDOFS3A | Offshore Shallow Wind Class 3 Cost Category A
R1 | EWNDOFS3B | Offshore Shallow Wind Class 3 Cost Category B
R1 | EWNDOFS3C | Offshore Shallow Wind Class 3 Cost Category C
R1 | EWNDOFS3D | Offshore Shallow Wind Class 3 Cost Category D
R1 | EWNDOFS3E | Offshore Shallow Wind Class 3 Cost Category E
R1 | EWNDOFS4A | Offshore Shallow Wind Class 4 Cost Category A
R1 | EWNDOFS4B | Offshore Shallow Wind Class 4 Cost Category B
R1 | EWNDOFS4C | Offshore Shallow Wind Class 4 Cost Category C
R1 | EWNDOFS4D | Offshore Shallow Wind Class 4 Cost Category D
R1 | EWNDOFS4E | Offshore Shallow Wind Class 4 Cost Category E
R1 | EWNDOFS5A | Offshore Shallow Wind Class 5 Cost Category A
R1 | EWNDOFS5B | Offshore Shallow Wind Class 5 Cost Category B
R1 | EWNDOFS5C | Offshore Shallow Wind Class 5 Cost Category C
R1 | EWNDOFS5D | Offshore Shallow Wind Class 5 Cost Category D
R1 | EWNDOFS5E | Offshore Shallow Wind Class 5 Cost Category E
R1 | EWNDOFD1A | Offshore Deep Wind Class 1 Cost Category A
R1 | EWNDOFD1B | Offshore Deep Wind Class 1 Cost Category B
R1 | EWNDOFD1C | Offshore Deep Wind Class 1 Cost Category C
R1 | EWNDOFD1D | Offshore Deep Wind Class 1 Cost Category D
R1 | EWNDOFD1E | Offshore Deep Wind Class 1 Cost Category E
R1 | EWNDOFD2A | Offshore Deep Wind Class 2 Cost Category A
R1 | EWNDOFD2B | Offshore Deep Wind Class 2 Cost Category B
R1 | EWNDOFD2C | Offshore Deep Wind Class 2 Cost Category C
R1 | EWNDOFD2D | Offshore Deep Wind Class 2 Cost Category D
R1 | EWNDOFD2E | Offshore Deep Wind Class 2 Cost Category E
R1 | EWNDOFD3A | Offshore Deep Wind Class 3 Cost Category A
R1 | EWNDOFD3B | Offshore Deep Wind Class 3 Cost Category B
R1 | EWNDOFD3C | Offshore Deep Wind Class 3 Cost Category C
R1 | EWNDOFD3D | Offshore Deep Wind Class 3 Cost Category D
R1 | EWNDOFD3E | Offshore Deep Wind Class 3 Cost Category E
R1 | EWNDOFD4A | Offshore Deep Wind Class 4 Cost Category A
R1 | EWNDOFD4B | Offshore Deep Wind Class 4 Cost Category B
R1 | EWNDOFD4C | Offshore Deep Wind Class 4 Cost Category C
R1 | EWNDOFD4D | Offshore Deep Wind Class 4 Cost Category D
R1 | EWNDOFD4E | Offshore Deep Wind Class 4 Cost Category E
R1 | EWNDOFD5A | Offshore Deep Wind Class 5 Cost Category A
R1 | EWNDOFD5B | Offshore Deep Wind Class 5 Cost Category B
R1 | EWNDOFD5C | Offshore Deep Wind Class 5 Cost Category C
R1 | EWNDOFD5D | Offshore Deep Wind Class 5 Cost Category D
R1 | EWNDOFD5E | Offshore Deep Wind Class 5 Cost Category E
*R1 | ESOLSTCN1A | Solar Thermal Centralized Generation Class 1 Cost Category A | PJ | GW | ELE
*R1 | ESOLSTCN1B | Solar Thermal Centralized Generation Class 1 Cost Category B
*R1 | ESOLSTCN1C | Solar Thermal Centralized Generation Class 1 Cost Category C
*R1 | ESOLSTCN1D | Solar Thermal Centralized Generation Class 1 Cost Category D
*R1 | ESOLSTCN1E | Solar Thermal Centralized Generation Class 1 Cost Category E
*R1 | ESOLSTCN2A | Solar Thermal Centralized Generation Class 2 Cost Category A
*R1 | ESOLSTCN2B | Solar Thermal Centralized Generation Class 2 Cost Category B
*R1 | ESOLSTCN2C | Solar Thermal Centralized Generation Class 2 Cost Category C
*R1 | ESOLSTCN2D | Solar Thermal Centralized Generation Class 2 Cost Category D
*R1 | ESOLSTCN2E | Solar Thermal Centralized Generation Class 2 Cost Category E
*R1 | ESOLSTCN3A | Solar Thermal Centralized Generation Class 3 Cost Category A
*R1 | ESOLSTCN3B | Solar Thermal Centralized Generation Class 3 Cost Category B
*R1 | ESOLSTCN3C | Solar Thermal Centralized Generation Class 3 Cost Category C
*R1 | ESOLSTCN3D | Solar Thermal Centralized Generation Class 3 Cost Category D
*R1 | ESOLSTCN3E | Solar Thermal Centralized Generation Class 3 Cost Category E
*R1 | ESOLSTCN4A | Solar Thermal Centralized Generation Class 4 Cost Category A
*R1 | ESOLSTCN4B | Solar Thermal Centralized Generation Class 4 Cost Category B
*R1 | ESOLSTCN4C | Solar Thermal Centralized Generation Class 4 Cost Category C
*R1 | ESOLSTCN4D | Solar Thermal Centralized Generation Class 4 Cost Category D
*R1 | ESOLSTCN4E | Solar Thermal Centralized Generation Class 4 Cost Category E
*R1 | ESOLSTCN5A | Solar Thermal Centralized Generation Class 5 Cost Category A
*R1 | ESOLSTCN5B | Solar Thermal Centralized Generation Class 5 Cost Category B
*R1 | ESOLSTCN5C | Solar Thermal Centralized Generation Class 5 Cost Category C
*R1 | ESOLSTCN5D | Solar Thermal Centralized Generation Class 5 Cost Category D
*R1 | ESOLSTCN5E | Solar Thermal Centralized Generation Class 5 Cost Category E
* CHP Technologies
*R1,R2,R3,R4,R5,R6 | ECHPBIO | Electric sector BIO CHP | PJ | GW | HPL
R1,R2,R3,R4,R5,R6 | ECHPCOAL | Electric sector Coal CHP | PJ | GW | HPL
R1,R2,R3,R4,R5,R6 | ECHPNGA | Electric sector NGA CHP | PJ | GW | HPL
R1,R2,R3,R4,R5,R6 | ECHPOIL | Electric sector Oil CHP | PJ | GW | HPL
*Mining and Processing of Uranium
R0 | MINNURN1 | Supplies of domestic uranium -- Step1 | t | t/a | MIN
R0 | MINNURN2 | Supplies of domestic uranium -- Step2 | t | t/a
R0 | PNURNU45 | Process of conversion, enrichment and fabrication to 4.5% U-235 for LWRs | t | t/a | PRE
R0 | PNURNU09 | Process of conversion, enrichment and fabrication to 9% U-235 for PBMRs | t | t/a
R0 | PNURNU19 | Process of conversion, enrichment and fabrication to 19% U-235 for GT-MHRs | t | t/a
R0 | STKURD1 | Stockpile of depleted uranium from enrichment | t | t/a | STK
R1 | STKUSPTA1 | Stockpile of spent U from LWRs | t | t/a | STK
R1 | STKUSPTB2 | Stockpile of spent U from PBMRs | t | t/a | STK
R1 | STKUSPTC3 | Stockpile of spent U from GT-MHRs | t | t/a | STK
*Import of Uranium from Abroad
R0 | IMPNURN1 | Import of Natural U from Abroad - Step1 | t | t/a | IMP
R0 | IMPNURN2 | Import of Natural U from Abroad - Step2 | t | t/a
R0 | IMPNURN3 | Import of Natural U from Abroad - Step3 | t | t/a
*CHP Coal Collectors
R1,R2,R3,R4,R5,R6 | SCEBSTCEBO | CSTMBIT5O to COALBST | PJ | PJ/a | PRE
| SCEBSTCESO | CSTMSUB5O to COALBST | PJ | PJ/a | PRE
| SCEBSTCELO | CSTMLIG5O to COALBST | PJ | PJ/a | PRE
| SCEBSTCEBU | CSTMBIT5U to COALBST | PJ | PJ/a | PRE
| SCEBSTCESU | CSTMSUB5U to COALBST | PJ | PJ/a | PRE
| SCEBSTCELU | CSTMLIG5U to COALBST | PJ | PJ/a | PRE
*RESID Coal Conversion Techs
* | ECSTMRBO4R | Residual Coal Steam; Bituminous; Over 100 MW; 1940s; Recirculating Cooling | PJ | GW
* | ECSTMRBO4O | Residual Coal Steam; Bituminous; Over 100 MW; 1940s; Open Loop Cooling | PJ | GW
* | ECSTMRBO5R | Residual Coal Steam; Bituminous; Over 100 MW; 1950s; Recirculating Cooling | PJ | GW
R1 | ECSTMRBO5O | Residual Coal Steam; Bituminous; Over 100 MW; 1950s; Open Loop Cooling | PJ | GW
* | ECSTMRBO6R | Residual Coal Steam; Bituminous; Over 100 MW; 1960s; Recirculating Cooling | PJ | GW
* | ECSTMRBO6O | Residual Coal Steam; Bituminous; Over 100 MW; 1960s; Open Loop Cooling | PJ | GW
* | ECSTMRBO7R | Residual Coal Steam; Bituminous; Over 100 MW; 1970s; Recirculating Cooling | PJ | GW
* | ECSTMRBO7O | Residual Coal Steam; Bituminous; Over 100 MW; 1970s; Open Loop Cooling | PJ | GW
* | ECSTMRBO8R | Residual Coal Steam; Bituminous; Over 100 MW; 1980s; Recirculating Cooling | PJ | GW
* | ECSTMRBO8O | Residual Coal Steam; Bituminous; Over 100 MW; 1980s; Open Loop Cooling | PJ | GW
* | ECSTMRBO9R | Residual Coal Steam; Bituminous; Over 100 MW; 1990s; Recirculating Cooling | PJ | GW
* | ECSTMRBO9O | Residual Coal Steam; Bituminous; Over 100 MW; 1990s; Open Loop Cooling | PJ | GW
* | ECSTMRBO0R | Residual Coal Steam; Bituminous; Over 100 MW; 2000s; Recirculating Cooling | PJ | GW
* | ECSTMRBO0O | Residual Coal Steam; Bituminous; Over 100 MW; 2000s; Open Loop Cooling | PJ | GW
* | ECSTMRSO4R | Residual Coal Steam; Subbituminous; Over 100 MW; 1940s; Recirculating Cooling | PJ | GW
* | ECSTMRSO4O | Residual Coal Steam; Subbituminous; Over 100 MW; 1940s; Open Loop Cooling | PJ | GW
* | ECSTMRSO5R | Residual Coal Steam; Subbituminous; Over 100 MW; 1950s; Recirculating Cooling | PJ | GW
R1 | ECSTMRSO5O | Residual Coal Steam; Subbituminous; Over 100 MW; 1950s; Open Loop Cooling | PJ | GW
R1 | ECSTMRSO6R | Residual Coal Steam; Subbituminous; Over 100 MW; 1960s; Recirculating Cooling | PJ | GW
* | ECSTMRSO6O | Residual Coal Steam; Subbituminous; Over 100 MW; 1960s; Open Loop Cooling | PJ | GW
* | ECSTMRSO7R | Residual Coal Steam; Subbituminous; Over 100 MW; 1970s; Recirculating Cooling | PJ | GW
* | ECSTMRSO7O | Residual Coal Steam; Subbituminous; Over 100 MW; 1970s; Open Loop Cooling | PJ | GW
* | ECSTMRSO8R | Residual Coal Steam; Subbituminous; Over 100 MW; 1980s; Recirculating Cooling | PJ | GW
* | ECSTMRSO8O | Residual Coal Steam; Subbituminous; Over 100 MW; 1980s; Open Loop Cooling | PJ | GW
* | ECSTMRSO9R | Residual Coal Steam; Subbituminous; Over 100 MW; 1990s; Recirculating Cooling | PJ | GW
* | ECSTMRSO9O | Residual Coal Steam; Subbituminous; Over 100 MW; 1990s; Open Loop Cooling | PJ | GW
* | ECSTMRSO0R | Residual Coal Steam; Subbituminous; Over 100 MW; 2000s; Recirculating Cooling | PJ | GW
* | ECSTMRSO0O | Residual Coal Steam; Subbituminous; Over 100 MW; 2000s; Open Loop Cooling | PJ | GW
* | ECSTMRLO4R | Residual Coal Steam; Lignite; Over 100 MW; 1940s; Recirculating Cooling | PJ | GW
* | ECSTMRLO4O | Residual Coal Steam; Lignite; Over 100 MW; 1940s; Open Loop Cooling | PJ | GW
* | ECSTMRLO5R | Residual Coal Steam; Lignite; Over 100 MW; 1950s; Recirculating Cooling | PJ | GW
* | ECSTMRLO5O | Residual Coal Steam; Lignite; Over 100 MW; 1950s; Open Loop Cooling | PJ | GW
* | ECSTMRLO6R | Residual Coal Steam; Lignite; Over 100 MW; 1960s; Recirculating Cooling | PJ | GW
* | ECSTMRLO6O | Residual Coal Steam; Lignite; Over 100 MW; 1960s; Open Loop Cooling | PJ | GW
* | ECSTMRLO7R | Residual Coal Steam; Lignite; Over 100 MW; 1970s; Recirculating Cooling | PJ | GW
* | ECSTMRLO7O | Residual Coal Steam; Lignite; Over 100 MW; 1970s; Open Loop Cooling | PJ | GW
* | ECSTMRLO8R | Residual Coal Steam; Lignite; Over 100 MW; 1980s; Recirculating Cooling | PJ | GW
* | ECSTMRLO8O | Residual Coal Steam; Lignite; Over 100 MW; 1980s; Open Loop Cooling | PJ | GW
* | ECSTMRLO9R | Residual Coal Steam; Lignite; Over 100 MW; 1990s; Recirculating Cooling | PJ | GW
* | ECSTMRLO9O | Residual Coal Steam; Lignite; Over 100 MW; 1990s; Open Loop Cooling | PJ | GW
* | ECSTMRLO0R | Residual Coal Steam; Lignite; Over 100 MW; 2000s; Recirculating Cooling | PJ | GW
* | ECSTMRLO0O | Residual Coal Steam; Lignite; Over 100 MW; 2000s; Open Loop Cooling | PJ | GW
* | ECSTMRBU4R | Residual Coal Steam; Bituminous; Under 100 MW; 1940s; Recirculating Cooling | PJ | GW
R1 | ECSTMRBU4O | Residual Coal Steam; Bituminous; Under 100 MW; 1940s; Open Loop Cooling | PJ | GW
R1 | ECSTMRBU5R | Residual Coal Steam; Bituminous; Under 100 MW; 1950s; Recirculating Cooling | PJ | GW
R1 | ECSTMRBU5O | Residual Coal Steam; Bituminous; Under 100 MW; 1950s; Open Loop Cooling | PJ | GW
* | ECSTMRBU6R | Residual Coal Steam; Bituminous; Under 100 MW; 1960s; Recirculating Cooling | PJ | GW
* | ECSTMRBU6O | Residual Coal Steam; Bituminous; Under 100 MW; 1960s; Open Loop Cooling | PJ | GW
* | ECSTMRBU7R | Residual Coal Steam; Bituminous; Under 100 MW; 1970s; Recirculating Cooling | PJ | GW
* | ECSTMRBU7O | Residual Coal Steam; Bituminous; Under 100 MW; 1970s; Open Loop Cooling | PJ | GW
* | ECSTMRBU8R | Residual Coal Steam; Bituminous; Under 100 MW; 1980s; Recirculating Cooling | PJ | GW
R1 | ECSTMRBU8O | Residual Coal Steam; Bituminous; Under 100 MW; 1980s; Open Loop Cooling | PJ | GW
R1 | ECSTMRBU9R | Residual Coal Steam; Bituminous; Under 100 MW; 1990s; Recirculating Cooling | PJ | GW
* | ECSTMRBU9O | Residual Coal Steam; Bituminous; Under 100 MW; 1990s; Open Loop Cooling | PJ | GW
* | ECSTMRBU0R | Residual Coal Steam; Bituminous; Under 100 MW; 2000s; Recirculating Cooling | PJ | GW
* | ECSTMRBU0O | Residual Coal Steam; Bituminous; Under 100 MW; 2000s; Open Loop Cooling | PJ | GW
* | ECSTMRSU4R | Residual Coal Steam; Subbituminous; Under 100 MW; 1940s; Recirculating Cooling | PJ | GW
* | ECSTMRSU4O | Residual Coal Steam; Subbituminous; Under 100 MW; 1940s; Open Loop Cooling | PJ | GW
* | ECSTMRSU5R | Residual Coal Steam; Subbituminous; Under 100 MW; 1950s; Recirculating Cooling | PJ | GW
R1 | ECSTMRSU5O | Residual Coal Steam; Subbituminous; Under 100 MW; 1950s; Open Loop Cooling | PJ | GW
* | ECSTMRSU6R | Residual Coal Steam; Subbituminous; Under 100 MW; 1960s; Recirculating Cooling | PJ | GW
* | ECSTMRSU6O | Residual Coal Steam; Subbituminous; Under 100 MW; 1960s; Open Loop Cooling | PJ | GW
* | ECSTMRSU7R | Residual Coal Steam; Subbituminous; Under 100 MW; 1970s; Recirculating Cooling | PJ | GW
* | ECSTMRSU7O | Residual Coal Steam; Subbituminous; Under 100 MW; 1970s; Open Loop Cooling | PJ | GW
* | ECSTMRSU8R | Residual Coal Steam; Subbituminous; Under 100 MW; 1980s; Recirculating Cooling | PJ | GW
* | ECSTMRSU8O | Residual Coal Steam; Subbituminous; Under 100 MW; 1980s; Open Loop Cooling | PJ | GW
* | ECSTMRSU9R | Residual Coal Steam; Subbituminous; Under 100 MW; 1990s; Recirculating Cooling | PJ | GW
* | ECSTMRSU9O | Residual Coal Steam; Subbituminous; Under 100 MW; 1990s; Open Loop Cooling | PJ | GW
* | ECSTMRSU0R | Residual Coal Steam; Subbituminous; Under 100 MW; 2000s; Recirculating Cooling | PJ | GW
* | ECSTMRSU0O | Residual Coal Steam; Subbituminous; Under 100 MW; 2000s; Open Loop Cooling | PJ | GW
* | ECSTMRLU4R | Residual Coal Steam; Lignite; Under 100 MW; 1940s; Recirculating Cooling | PJ | GW
* | ECSTMRLU4O | Residual Coal Steam; Lignite; Under 100 MW; 1940s; Open Loop Cooling | PJ | GW
* | ECSTMRLU5R | Residual Coal Steam; Lignite; Under 100 MW; 1950s; Recirculating Cooling | PJ | GW
* | ECSTMRLU5O | Residual Coal Steam; Lignite; Under 100 MW; 1950s; Open Loop Cooling | PJ | GW
* | ECSTMRLU6R | Residual Coal Steam; Lignite; Under 100 MW; 1960s; Recirculating Cooling | PJ | GW
* | ECSTMRLU6O | Residual Coal Steam; Lignite; Under 100 MW; 1960s; Open Loop Cooling | PJ | GW
* | ECSTMRLU7R | Residual Coal Steam; Lignite; Under 100 MW; 1970s; Recirculating Cooling | PJ | GW
* | ECSTMRLU7O | Residual Coal Steam; Lignite; Under 100 MW; 1970s; Open Loop Cooling | PJ | GW
* | ECSTMRLU8R | Residual Coal Steam; Lignite; Under 100 MW; 1980s; Recirculating Cooling | PJ | GW
* | ECSTMRLU8O | Residual Coal Steam; Lignite; Under 100 MW; 1980s; Open Loop Cooling | PJ | GW
* | ECSTMRLU9R | Residual Coal Steam; Lignite; Under 100 MW; 1990s; Recirculating Cooling | PJ | GW
* | ECSTMRLU9O | Residual Coal Steam; Lignite; Under 100 MW; 1990s; Open Loop Cooling | PJ | GW
* | ECSTMRLU0R | Residual Coal Steam; Lignite; Under 100 MW; 2000s; Recirculating Cooling | PJ | GW
* | ECSTMRLU0O | Residual Coal Steam; Lignite; Under 100 MW; 2000s; Open Loop Cooling | PJ | GW
* | ECSTMRBONR | Residual Coal Steam; Bituminous; Over 100 MW; 2010;Recirculated | PJ | GW
* | ECSTMRSONR | Residual Coal Steam; Subbituminous; Over 100 MW; 2010; Recirculated | PJ | GW
* | ECSTMRLONR | Residual Coal Steam; Lignite; Over 100 MW; 2010; Recirculating | PJ | GW
*RESID NON-Coal Conversion Techs
*R1,R2,R3,R4,R5,R6 | ERFLSTMR | Oil Steam (Resid Fuel Oil LS) | PJ | GW | ELE
R1,R2,R3,R4,R5,R6 | ENGASTMRR | Natural Gas Steam; Recirculating Cooling | PJ | GW | ELE
R1,R2,R3,R4,R5,R6 | ENGASTMRO | Natural Gas Steam; Open Loop Cooling | PJ | GW
*R1,R2,R3,R4,R5,R6 | EDSLCTR | Diesel Oil Combustion Turbine | PJ | GW
R1,R2,R3,R4,R5,R6 | ENGACTR | Natural Gas Combustion Turbine | PJ | GW
*R1,R2,R3,R4,R5,R6 | EDSLCCR | Diesel Oil Combined-Cycle | PJ | GW
R1,R2,R3,R4,R5,R6 | ENGACCRR | Natural Gas Combined-Cycle; Recirculating Cooling | PJ | GW
R1,R2,R3,R4,R5,R6 | ENGACCRO | Natural Gas Combined-Cycle; Open Loop Cooling | PJ | GW
R1,R2,R3,R4,R5,R6 | ENGACCRD | Natural Gas Combined-Cycle; Dry Cooling | PJ | GW
*R1,R2,R3,R4,R5,R6 | EBIOSTMR | Wood/Biomass Steam | PJ | GW
*R1,R2,R3,R4,R5,R6 | EMSWSTMR | Municipal Solid Waste Steam | PJ | GW
R1 | EHYDCONR | Hydroelectric, Conventional | PJ | GW
R1 | EHYDREVR | Hydroelectric, Reversible | PJ | GW | STG | DAYNITE
R1 | EWNDR | Wind | PJ | GW | ELE
R1 | ESOLPVR | Solar Photovoltaic | PJ | GW
*R1,R2,R3,R4,R5,R6 | EGEOR | Geothermal | PJ | GW
*R1 | ESOLTHR | Solar Thermal | PJ | GW
*R1,R2,R3,R4,R5,R6 | ELFGICER | Landfill gas to energy: Engines | PJ | GW
*R1,R2,R3,R4,R5,R6 | ELFGGTR | Landfill gas to energy: Gas Turbines | PJ | GW
*R1,R2,R3,R4,R5,R6 | ELFGSTR | Landfill gas to energy: Steam Turbines | PJ | GW
*R1,R2,R3,R4,R5,R6 | ELFGGCCR | Landfill gas to energy: Combined Cycle Turbines | PJ | GW
*New ELC Techs (except nuclear, given above plus solar & wind in the Renewables scenario)
R1,R2,R3,R4,R5,R6 | ENGAACC | Natural Gas - Advanced Combined-Cycle (Turbine) | PJ | GW
R1,R2,R3,R4,R5,R6 | ENGAACT | Natural Gas - Advanced Combustion Turbine | PJ | GW
*R1 | EGEOBCFS | Geothermal - Binary Cycle and Flashed Steam | PJ | GW
*R1 | EGEOEGS | Geothermal - Enhanced Geothermal System | PJ | GW
*R1,R2,R3,R4,R5,R6 | EBIOIGCC | Biomass Integrated Gasification Combined-Cycle | PJ | GW
*R1,R2,R3,R4,R5,R6 | EBIOIGCCCS | Biomass Integrated Gasification Combined-Cycle w/CCS | PJ | GW
*R1,R2,R3,R4,R5,R6 | ECOALSTM | Pulverized Coal Steam - from 2015 | PJ | GW
*R1,R2,R3,R4,R5,R6 | ECOALIGCC | Integrated Coal Gasif. Combined Cycle | PJ | GW
*R1,R2,R3,R4,R5,R6 | ELFGICE | Landfill gas to energy: Engines | PJ | GW
*R1,R2,R3,R4,R5,R6 | ELFGGT | Landfill gas to energy: Gas Turbines | PJ | GW
*R1,R2,R3,R4,R5,R6 | ELFGGCC | Landfill gas to energy: Gas Combined Cycle Turbines | PJ | GW
*R1,R2,R3,R4,R5,R6 | ELFGST | Landfill gas to energy: Steam Turbines | PJ | GW
*R1,R2,R3,R4,R5,R6 | EMSWSTM | Municipal Solid Waste: Waste-to-energy | PJ | GW
R1,R2,R3,R4,R5,R6 | ENGACC10 | Natural Gas - Combined-Cycle (Turbine) | PJ | GW
R1,R2,R3,R4,R5,R6 | ENGACT10 | Natural Gas - Combustion Turbine | PJ | GW
R1,R2,R3,R4,R5,R6 | ENGACC15 | Natural Gas - Combined-Cycle (Turbine) | PJ | GW
R1,R2,R3,R4,R5,R6 | ENGACT15 | Natural Gas - Combustion Turbine | PJ | GW
R1,R2,R3,R4,R5,R6 | ENGACC | Natural Gas - Combined-Cycle (Turbine) | PJ | GW
R1,R2,R3,R4,R5,R6 | ENGACT | Natural Gas - Combustion Turbine | PJ | GW
*Coal SOX Controls
R1 | SECSTBHFGO | FGD Retrofit; Bituminous High Sulfur Coal Over 100MW | PJ | PJ/a | PRE
R1 | SECSTBHPTO | FGD Passthrough; Bituminous High Sulfur Coal Over 100MW | PJ | PJ/a | PRE
R1 | SECSTBMFGO | FGD Retrofit; Bituminous Medium Sulfur Coal Over 100MW | PJ | PJ/a | PRE
R1 | SECSTBMPTO | FGD Passthrough; Bituminous Medium Sulfur Coal Over 100MW | PJ | PJ/a | PRE
R1 | SECSTBLFGO | FGD Retrofit; Bituminous Low Sulfur Coal Over 100MW | PJ | PJ/a | PRE
R1 | SECSTBLPTO | FGD Passthrough; Bituminous Low Sulfur Coal Over 100MW | PJ | PJ/a | PRE
R1 | SECSTSMFGO | FGD Retrofit; Sub-Bituminous Medium Sulfur Coal Over 100MW | PJ | PJ/a | PRE
R1 | SECSTSMPTO | FGD Passthrough; Sub-Bituminous Medium Sulfur Coal Over 100MW | PJ | PJ/a | PRE
R1 | SECSTSLFGO | FGD Retrofit; Sub-Bituminous Low Sulfur Coal Over 100MW | PJ | PJ/a | PRE
R1 | SECSTSLPTO | FGD Passthrough; Sub-Bituminous Low Sulfur Coal Over 100MW | PJ | PJ/a | PRE
R1 | SECSTLHFGO | FGD Retrofit; Lignite High Sulfur Coal Over 100MW | PJ | PJ/a | PRE
R1 | SECSTLHPTO | FGD Passthrough; Lignite High Sulfur Coal Over 100MW | PJ | PJ/a | PRE
R1 | SECSTLMFGO | FGD Retrofit; Lignite Medium Sulfur Coa Over 100MW | PJ | PJ/a | PRE
R1 | SECSTLMPTO | FGD Passthrough; Lignite Medium Sulfur Coal Over 100MW | PJ | PJ/a | PRE
R1 | SECSTBHFGU | FGD Retrofit; Bituminous High Sulfur Coal Under 100MW | PJ | PJ/a | PRE
R1 | SECSTBHPTU | FGD Passthrough; Bituminous High Sulfur Coal Under 100MW | PJ | PJ/a | PRE
R1 | SECSTBMFGU | FGD Retrofit; Bituminous Medium Sulfur Coal Under 100MW | PJ | PJ/a | PRE
R1 | SECSTBMPTU | FGD Passthrough; Bituminous Medium Sulfur Coal Under 100MW | PJ | PJ/a | PRE
R1 | SECSTBLFGU | FGD Retrofit; Bituminous Low Sulfur Coal Under 100MW | PJ | PJ/a | PRE
R1 | SECSTBLPTU | FGD Passthrough; Bituminous Low Sulfur Coal Under 100MW | PJ | PJ/a | PRE
R1 | SECSTSMFGU | FGD Retrofit; Sub-Bituminous Medium Sulfur Coa Under 100MW | PJ | PJ/a | PRE
R1 | SECSTSMPTU | FGD Passthrough; Sub-Bituminous Medium Sulfur Coal Under 100MW | PJ | PJ/a | PRE
R1 | SECSTSLFGU | FGD Retrofit; Sub-Bituminous Low Sulfur Coal Under 100MW | PJ | PJ/a | PRE
R1 | SECSTSLPTU | FGD Passthrough; Sub-Bituminous Low Sulfur Coal Under 100MW | PJ | PJ/a | PRE
R1 | SECSTLHFGU | FGD Retrofit; Lignite High Sulfur Coal Under 100MW | PJ | PJ/a | PRE
R1 | SECSTLHPTU | FGD Passthrough; Lignite High Sulfur Coal Under 100MW | PJ | PJ/a | PRE
R1 | SECSTLMFGU | FGD Retrofit; Lignite Medium Sulfur Coal Under 100MW | PJ | PJ/a | PRE
R1 | SECSTLMPTU | FGD Passthrough; Lignite Medium Sulfur Coal Under 100MW | PJ | PJ/a | PRE
*Coal NOX Controls
R1 | SECSTBLNBO | LNB only; Bituminous Coal; Over 100 MW | PJ | PJ/a | PRE
R1 | SECSTBSCRO | LNB plus SCR; Bituminous Coal; Over 100 MW | PJ | PJ/a | PRE
R1 | SECSTBSNCO | LNB plus SNCR; Bituminous Coal; Over 100 MW | PJ | PJ/a | PRE
R1 | SECSTBPTO | NOx Passthrough with Pre-existing LNB; Bituminous Coal; Over 100 MW | PJ | PJ/a | PRE
R1 | SECSTBSC2O | SCR only; Bituminous Coal; Over 100 MW | PJ | PJ/a | PRE
R1 | SECSTBSN2O | SNCR only; Bituminous Coal; Over 100 MW | PJ | PJ/a | PRE
R1 | SECSTBPT2O | NOx Passthrough with no Pre-existing Controls; Bituminous Coal; Over 100 MW | PJ | PJ/a | PRE
R1 | SECSTBLS2O | New LNB plus SCR to Plant without Pre-existing Controls; Bituminous Coal; Over 100 MW | PJ | PJ/a | PRE
R1 | SECSTBLN2O | New LNB plus SNCR to Plant without Pre-existing Controls; Bituminous Coal; Over 100 MW | PJ | PJ/a | PRE
R1 | SECSTSLNBO | LNB only; Subbituminous Coal; Over 100 MW | PJ | PJ/a | PRE
R1 | SECSTSSCRO | LNB plus SCR; Subbituminous Coal; Over 100 MW | PJ | PJ/a | PRE
R1 | SECSTSSNCO | LNB plus SNCR; Subbituminous Coal; Over 100 MW | PJ | PJ/a | PRE
R1 | SECSTSPTO | NOx Passthrough with Pre-existing LNB; Subbituminous Coal; Over 100 MW | PJ | PJ/a | PRE
R1 | SECSTSSC2O | SCR only; Subbituminous Coal; Over 100 MW | PJ | PJ/a | PRE
R1 | SECSTSSN2O | SNCR only; Subbituminous Coal; Over 100 MW | PJ | PJ/a | PRE
R1 | SECSTSPT2O | NOx Passthrough with no Pre-existing Controls; Subbituminous Coal; Over 100 MW | PJ | PJ/a | PRE
R1 | SECSTSLS2O | New LNB plus SCR to Plant without Pre-existing Controls; Subbituminous Coal; Over 100 MW | PJ | PJ/a | PRE
R1 | SECSTSLN2O | New LNB plus SNCR to Plant without Pre-existing Controls; Subbituminous Coal; Over 100 MW | PJ | PJ/a | PRE
R1 | SECSTLLNBO | LNB only; Lignite Coal; Over 100 MW | PJ | PJ/a | PRE
R1 | SECSTLSCRO | LNB plus SCR; Lignite Coal; Over 100 MW | PJ | PJ/a | PRE
R1 | SECSTLSNCO | LNB plus SNCR; Lignite Coal; Over 100 MW | PJ | PJ/a | PRE
R1 | SECSTLPTO | NOx Passthrough with Pre-existing LNB; Lignite Coal; Over 100 MW | PJ | PJ/a | PRE
R1 | SECSTLSC2O | SCR only; Lignite Coal; Over 100 MW | PJ | PJ/a | PRE
R1 | SECSTLSN2O | SNCR only; Lignite Coal; Over 100 MW | PJ | PJ/a | PRE
R1 | SECSTLPT2O | NOx Passthrough with no Pre-existing Controls; Lignite Coal; Over 100 MW | PJ | PJ/a | PRE
R1 | SECSTLLS2O | New LNB plus SCR to Plant without Pre-existing Controls; Lignite Coal; Over 100 MW | PJ | PJ/a | PRE
R1 | SECSTLLN2O | New LNB plus SNCR to Plant without Pre-existing Controls; Lignite Coal; Over 100 MW | PJ | PJ/a | PRE
R1 | SECSTBLNBU | LNB only; Bituminous Coal; Under 100 MW | PJ | PJ/a | PRE
R1 | SECSTBSCRU | LNB plus SCR; Bituminous Coal; Under 100 MW | PJ | PJ/a | PRE
R1 | SECSTBSNCU | LNB plus SNCR; Bituminous Coal; Under 100 MW | PJ | PJ/a | PRE
R1 | SECSTBPTU | NOx Passthrough with Pre-existing LNB; Bituminous Coal; Under 100 MW | PJ | PJ/a | PRE
R1 | SECSTBSC2U | SCR only; Bituminous Coal; Under 100 MW | PJ | PJ/a | PRE
R1 | SECSTBSN2U | SNCR only; Bituminous Coal; Under 100 MW | PJ | PJ/a | PRE
R1 | SECSTBPT2U | NOx Passthrough with no Pre-existing Controls; Bituminous Coal; Under 100 MW | PJ | PJ/a | PRE
R1 | SECSTBLS2U | New LNB plus SCR to Plant without Pre-existing Controls; Bituminous Coal; Under 100 MW | PJ | PJ/a | PRE
R1 | SECSTBLN2U | New LNB plus SNCR to Plant without Pre-existing Controls; Bituminous Coal; Under 100 MW | PJ | PJ/a | PRE
R1 | SECSTSLNBU | LNB only; Subbituminous Coal; Under 100 MW | PJ | PJ/a | PRE
R1 | SECSTSSCRU | LNB plus SCR; Subbituminous Coal; Under 100 MW | PJ | PJ/a | PRE
R1 | SECSTSSNCU | LNB plus SNCR; Subbituminous Coal; Under 100 MW | PJ | PJ/a | PRE
R1 | SECSTSPTU | NOx Passthrough with Pre-existing LNB; Subbituminous Coal; Under 100 MW | PJ | PJ/a | PRE
R1 | SECSTSSC2U | SCR only; Subbituminous Coal; Under 100 MW | PJ | PJ/a | PRE
R1 | SECSTSSN2U | SNCR only; Subbituminous Coal; Under 100 MW | PJ | PJ/a | PRE
R1 | SECSTSPT2U | NOx Passthrough with no Pre-existing Controls; Subbituminous Coal; Under 100 MW | PJ | PJ/a | PRE
R1 | SECSTSLS2U | New LNB plus SCR to Plant without Pre-existing Controls; Subbituminous Coal; Under 100 MW | PJ | PJ/a | PRE
R1 | SECSTSLN2U | New LNB plus SNCR to Plant without Pre-existing Controls; Subbituminous Coal; Under 100 MW | PJ | PJ/a | PRE
R1 | SECSTLLNBU | LNB only; Lignite Coal; Under 100 MW | PJ | PJ/a | PRE
R1 | SECSTLSCRU | LNB plus SCR; Lignite Coal; Under 100 MW | PJ | PJ/a | PRE
R1 | SECSTLSNCU | LNB plus SNCR; Lignite Coal; Under 100 MW | PJ | PJ/a | PRE
R1 | SECSTLPTU | NOx Passthrough with Pre-existing LNB; Lignite Coal; Under 100 MW | PJ | PJ/a | PRE
R1 | SECSTLSC2U | SCR only; Lignite Coal; Under 100 MW | PJ | PJ/a | PRE
R1 | SECSTLSN2U | SNCR only; Lignite Coal; Under 100 MW | PJ | PJ/a | PRE
R1 | SECSTLPT2U | NOx Passthrough with no Pre-existing Controls; Lignite Coal; Under 100 MW | PJ | PJ/a | PRE
R1 | SECSTLLS2U | New LNB plus SCR to Plant without Pre-existing Controls; Lignite Coal; Under 100 MW | PJ | PJ/a | PRE
R1 | SECSTLLN2U | New LNB plus SNCR to Plant without Pre-existing Controls; Lignite Coal; Under 100 MW | PJ | PJ/a | PRE
*Coal PM Controls
R1 | SECSTBFFRO | Fabric Filter; Bituminous Coal; Over 100 MW | PJ | PJ/a | PRE
R1 | SECSTBCYCO | Cyclone; Bituminous Coal; Over 100 MW | PJ | PJ/a | PRE
R1 | SECSTBESPO | ESP; Bituminous Coal; Over 100 MW | PJ | PJ/a | PRE
R1 | SECSTBEPUO | ESP Plate Upgrade; Bituminous Coal; Over 100 MW | PJ | PJ/a | PRE
R1 | SECSTBEPTO | ESP Plate Upgrade Passthrough; Bituminous Coal; Over 100 MW | PJ | PJ/a | PRE
R1 | SECSTBPTHO | Passthrough; Bituminous Coal; Over 100 MW | PJ | PJ/a | PRE
R1 | SECSTSFFRO | Fabric Filter; Subbituminous Coal; Over 100 MW | PJ | PJ/a | PRE
R1 | SECSTSCYCO | Cyclone; Subbituminous Coal; Over 100 MW | PJ | PJ/a | PRE
R1 | SECSTSESPO | ESP; Subbituminous Coal; Over 100 MW | PJ | PJ/a | PRE
R1 | SECSTSEPUO | ESP Plate Upgrade; Subbituminous Coal; Over 100 MW | PJ | PJ/a | PRE
R1 | SECSTSEPTO | ESP Plate Upgrade Passthrough; Subbituminous Coal; Over 100 MW | PJ | PJ/a | PRE
R1 | SECSTSPTHO | Passthrough; Subbituminous Coal; Over 100 MW | PJ | PJ/a | PRE
R1 | SECSTLFFRO | Fabric Filter; Lignite Coal; Over 100 MW | PJ | PJ/a | PRE
R1 | SECSTLCYCO | Cyclone; Lignite Coal; Over 100 MW | PJ | PJ/a | PRE
R1 | SECSTLESPO | ESP; Lignite Coal; Over 100 MW | PJ | PJ/a | PRE
R1 | SECSTLEPUO | ESP Plate Upgrade; Lignite Coal; Over 100 MW | PJ | PJ/a | PRE
R1 | SECSTLEPTO | ESP Plate Upgrade Passthrough; Lignite Coal; Over 100 MW | PJ | PJ/a | PRE
R1 | SECSTLPTHO | Passthrough; Lignite Coal; Over 100 MW | PJ | PJ/a | PRE
R1 | SECSTBFFRU | Fabric Filter; Bituminous Coal; Under 100 MW | PJ | PJ/a | PRE
R1 | SECSTBCYCU | Cyclone; Bituminous Coal; Under 100 MW | PJ | PJ/a | PRE
R1 | SECSTBESPU | ESP; Bituminous Coal; Under 100 MW | PJ | PJ/a | PRE
R1 | SECSTBEPUU | ESP Plate Upgrade; Bituminous Coal; Under 100 MW | PJ | PJ/a | PRE
R1 | SECSTBEPTU | ESP Plate Upgrade Passthrough; Bituminous Coal; Under 100 MW | PJ | PJ/a | PRE
R1 | SECSTBPTHU | Passthrough; Bituminous Coal; Under 100 MW | PJ | PJ/a | PRE
R1 | SECSTSFFRU | Fabric Filter; Subbituminous Coal; Under 100 MW | PJ | PJ/a | PRE
R1 | SECSTSCYCU | Cyclone; Subbituminous Coal; Under 100 MW | PJ | PJ/a | PRE
R1 | SECSTSESPU | ESP; Subbituminous Coal; Under 100 MW | PJ | PJ/a | PRE
R1 | SECSTSEPUU | ESP Plate Upgrade; Subbituminous Coal; Under 100 MW | PJ | PJ/a | PRE
R1 | SECSTSEPTU | ESP Plate Upgrade Passthrough; Subbituminous Coal; Under 100 MW | PJ | PJ/a | PRE
R1 | SECSTSPTHU | Passthrough; Subbituminous Coal; Under 100 MW | PJ | PJ/a | PRE
R1 | SECSTLFFRU | Fabric Filter; Lignite Coal; Under 100 MW | PJ | PJ/a | PRE
R1 | SECSTLCYCU | Cyclone; Lignite Coal; Under 100 MW | PJ | PJ/a | PRE
R1 | SECSTLESPU | ESP; Lignite Coal; Under 100 MW | PJ | PJ/a | PRE
R1 | SECSTLEPUU | ESP Plate Upgrade; Lignite Coal; Under 100 MW | PJ | PJ/a | PRE
R1 | SECSTLEPTU | ESP Plate Upgrade Passthrough; Lignite Coal; Under 100 MW | PJ | PJ/a | PRE
R1 | SECSTLPTHU | Passthrough; Lignite Coal; Under 100 MW | PJ | PJ/a | PRE
*R1,R2,R3,R4,R5,R6 | SEELCBIBHO | Biomass cofiring to bit high S resid coal over 100 MW-- NOx and PM Emiss Acctg | PJ | PJ/a | PRE
*R1,R2,R3,R4,R5,R6 | SEELCBIBHU | Biomass cofiring to bit high S resid coal under 100 MW-- NOx and PM Emiss Acctg | PJ | PJ/a | PRE
*R1,R2,R3,R4,R5,R6 | SEELCBIBMO | Biomass cofiring to bit medium S resid coal over 100 MW -- NOx and PM Emiss Acctg | PJ | PJ/a | PRE
*R1,R2,R3,R4,R5,R6 | SEELCBIBMU | Biomass cofiring to bit medium S resid coal under 100 MW -- NOx and PM Emiss Acctg | PJ | PJ/a | PRE
*R1,R2,R3,R4,R5,R6 | SEELCBIBLO | Biomass cofiring to bit low S resid coal over 100 MW -- NOx and PM Emiss Acctg | PJ | PJ/a | PRE
*R1,R2,R3,R4,R5,R6 | SEELCBIBLU | Biomass cofiring to bit low S resid coal under 100 MW -- NOx and PM Emiss Acctg | PJ | PJ/a | PRE
*R1,R2,R3,R4,R5,R6 | SEELCBILHO | Biomass cofiring to lignite high S resid coal over 100 MW -- NOx and PM Emiss Acctg | PJ | PJ/a | PRE
*R1,R2,R3,R4,R5,R6 | SEELCBILHU | Biomass cofiring to lignite high S resid coal under 100 MW -- NOx and PM Emiss Acctg | PJ | PJ/a | PRE
*R1,R2,R3,R4,R5,R6 | SEELCBILMO | Biomass cofiring to lignite medium S resid coal over 100 MW -- NOx and PM Emiss Acctg | PJ | PJ/a | PRE
*R1,R2,R3,R4,R5,R6 | SEELCBILMU | Biomass cofiring to lignite medium S resid coal under 100 MW -- NOx and PM Emiss Acctg | PJ | PJ/a | PRE
*R1,R2,R3,R4,R5,R6 | SEELCBISMO | Biomass cofiring to sub-bit medium S resid coal over 100 MW -- NOx and PM Emiss Acctg | PJ | PJ/a | PRE
*R1,R2,R3,R4,R5,R6 | SEELCBISMU | Biomass cofiring to sub-bit medium S resid coal under 100 MW -- NOx and PM Emiss Acctg | PJ | PJ/a | PRE
*R1,R2,R3,R4,R5,R6 | SEELCBISLO | Biomass cofiring to sub-bit low S resid coal over 100 MW -- NOx and PM Emiss Acctg | PJ | PJ/a | PRE
*R1,R2,R3,R4,R5,R6 | SEELCBISLU | Biomass cofiring to sub-bit low S resid coal under 100 MW -- NOx and PM Emiss Acctg | PJ | PJ/a | PRE
*R1,R2,R3,R4,R5,R6 | SEELCBION | Biomass cofiring to new coal steam -- NOx and PM Emiss Acctg | PJ | PJ/a | PRE
*R1,R2,R3,R4,R5,R6 | SEELCBSTM | Biomass collector pre-dedicated steam -- NOx and PM Emiss Acctg | PJ | PJ/a | PRE
*Emissions Accounting
R1 | SECSTMBH | Emissions Accounting: BH Coal to New Steam Electric | PJ | PJ/a | PRE
R1 | SECSTMBL | Emissions Accounting: BL Coal to New Steam Electric | PJ | PJ/a | PRE
R1 | SECSTMBM | Emissions Accounting: BM Coal to New Steam Electric | PJ | PJ/a | PRE
R1 | SECSTMLH | Emissions Accounting: LH Coal to New Steam Electric | PJ | PJ/a | PRE
R1 | SECSTMLM | Emissions Accounting: LM Coal to New Steam Electric | PJ | PJ/a | PRE
R1 | SECSTMSL | Emissions Accounting: SL Coal to New Steam Electric | PJ | PJ/a | PRE
R1 | SECSTMSM | Emissions Accounting: SM Coal to New Steam Electric | PJ | PJ/a | PRE
R1 | SECSTMRBH | Emissions Accounting: BH Coal to Residual Steam Electric | PJ | PJ/a | PRE
R1 | SECSTMRBL | Emissions Accounting: BL Coal to Residual Steam Electric | PJ | PJ/a | PRE
R1 | SECSTMRBM | Emissions Accounting: BM Coal to Residual Steam Electric | PJ | PJ/a | PRE
R1 | SECSTMRLH | Emissions Accounting: LH Coal to Residual Steam Electric | PJ | PJ/a | PRE
R1 | SECSTMRLM | Emissions Accounting: LM Coal to Residual Steam Electric | PJ | PJ/a | PRE
R1 | SECSTMRSL | Emissions Accounting: SL Coal to Residual Steam Electric | PJ | PJ/a | PRE
R1 | SECSTMRSM | Emissions Accounting: SM Coal to Residual Steam Electric | PJ | PJ/a | PRE
R1 | SECIGCCBH | Emissions Accounting: BH Coal to IGCC | PJ | PJ/a | PRE
R1 | SECIGCCBL | Emissions Accounting: BL Coal to IGCC | PJ | PJ/a | PRE
R1 | SECIGCCBM | Emissions Accounting: BM Coal to IGCC | PJ | PJ/a | PRE
R1 | SECIGCCLH | Emissions Accounting: LH Coal to IGCC | PJ | PJ/a | PRE
R1 | SECIGCCLM | Emissions Accounting: LM Coal to IGCC | PJ | PJ/a | PRE
R1 | SECIGCCSL | Emissions Accounting: SL Coal to IGCC | PJ | PJ/a | PRE
R1 | SECIGCCSM | Emissions Accounting: SM Coal to IGCC | PJ | PJ/a | PRE
R1,R2,R3,R4,R5,R6 | SEELCDSL | Emissions: DSL to ELC | PJ | PJ/a | PRE
R1,R2,R3,R4,R5,R6 | SEELCDSLEN | Emissions: DSL to ELC, Existing NOX | PJ | PJ/a | PRE
R1,R2,R3,R4,R5,R6 | SEELCDSLIN | Emissions: DSL to ELC, Improved NOX | PJ | PJ/a | PRE
R1,R2,R3,R4,R5,R6 | SEELCNGT | Emissions: NGA to ELC (Turbine) | PJ | PJ/a | PRE
R1,R2,R3,R4,R5,R6 | SEELCNGC | Emissions: NGA to ELC (Combined Cycle) | PJ | PJ/a | PRE
R1,R2,R3,R4,R5,R6 | SEELCNGS | Emissions: NGA to ELC (Steam) | PJ | PJ/a | PRE
*R1,R2,R3,R4,R5,R6 | SEELCRFH | Emissions: RFH to ELC | PJ | PJ/a | PRE
*R1,R2,R3,R4,R5,R6 | SEELCRFHES | Emissions: RFH to ELC, Existing SOX | PJ | PJ/a | PRE
*R1,R2,R3,R4,R5,R6 | SEELCRFHIS | Emissions: RFH to ELC, Improved SOX | PJ | PJ/a | PRE
*R1,R2,R3,R4,R5,R6 | SEELCRFHEN | Emissions: RFH to ELC, Existing NOX | PJ | PJ/a | PRE
*R1,R2,R3,R4,R5,R6 | SEELCRFHIN | Emissions: RFH to ELC, Improved NOX | PJ | PJ/a | PRE
*R1,R2,R3,R4,R5,R6 | SEELCRFL | Emissions: RFL to ELC | PJ | PJ/a | PRE
*R1,R2,R3,R4,R5,R6 | SEELCRFLES | Emissions: RFL to ELC, Existing SOX | PJ | PJ/a | PRE
*R1,R2,R3,R4,R5,R6 | SEELCRFLIS | Emissions: RFL to ELC, Improved SOX | PJ | PJ/a | PRE
*R1,R2,R3,R4,R5,R6 | SEELCRFLEN | Emissions: RFL to ELC, Existing NOX | PJ | PJ/a | PRE
*R1,R2,R3,R4,R5,R6 | SEELCRFLIN | Emissions: RFL to ELC, Improved NOX | PJ | PJ/a | PRE
*R1,R2,R3,R4,R5,R6 | SEELCWTE | Emissions: Waste to Energy to ELC | PJ | PJ/a | PRE
*R1,R2,R3,R4,R5,R6 | SELFGICE | Emissions: Landfill gas to energy via engine | PJ | PJ/a | PRE
*R1,R2,R3,R4,R5,R6 | SELFGGT | Emissions: Landfill gas to energy via turbines | PJ | PJ/a | PRE
*R1,R2,R3,R4,R5,R6 | SELFGST | Emissions: Landfill gas to energy via steam turbines | PJ | PJ/a | PRE
*R1,R2,R3,R4,R5,R6 | SELFGGCC | Emissions: Landfill gas to energy via combined cycle turbines | PJ | PJ/a | PRE
*R1,R2,R3,R4,R5,R6 | SEELCBIGCC | Emissions: Biomass to ELC (IGCC) | PJ | PJ/a | PRE

## CommData
CommData | _GLOBAL,R0,R1,R2,R3,R4,R5,R6
|  |  |  | (E)RESERV | BAS(E)LOAD | TE(ENT)
| CommName | CommDesc | Units
R1,R2,R3,R4,R5,R6 | ELC | Electricity | PJ | 0.15 | 1 | 0.95
~FI_T: COM_PEAK
| CommName | Region | 2010 | 2020 | 2035 | 2040 | 2055
| ELC | R1 | 1 | 1 | 1 | 1 | 1
| ELC | R2 | 1 | 1 | 1 | 1 | 1
| ELC | R3 | 1 | 1 | 1 | 1 | 1
| ELC | R4 | 1 | 1 | 1 | 1 | 1
| ELC | R5 | 1 | 1 | 1 | 1 | 1
| ELC | R6 | 1 | 1 | 1 | 1 | 1
~FI_T: COM_PKRSV
| CommName | Region | 2010 | 2020 | 2035 | 2040 | 2055
| ELC | R1 | 20% | 20% | 20% | 20% | 20%
| ELC | R2 | 20% | 20% | 20% | 20% | 20%
| ELC | R3 | 20% | 20% | 20% | 20% | 20%
| ELC | R4 | 20% | 20% | 20% | 20% | 20%
| ELC | R5 | 20% | 20% | 20% | 20% | 20%
| ELC | R6 | 20% | 20% | 20% | 20% | 20%
~FI_T: COM_IE
| CommName | Region | 2010 | 2020 | 2035 | 2040 | 2055
| ELC | R1 | 1 | 1 | 1 | 1 | 1
| ELC | R2 | 1 | 1 | 1 | 1 | 1
| ELC | R3 | 1 | 1 | 1 | 1 | 1
| ELC | R4 | 1 | 1 | 1 | 1 | 1
| ELC | R5 | 1 | 1 | 1 | 1 | 1
| ELC | R6 | 1 | 1 | 1 | 1 | 1
Note on C33: esmia: Loss is accounted at xelc step

## CommData R1Dummy
CommData | _GLOBAL,R0,R1,R2,R3,R4,R5,R6
~FI_T
Region | CommName | *CommDesc | *Units | COM_PROJ~2010 | COM_PROJ~2015 | COM_PROJ~2020 | COM_PROJ~2025 | COM_PROJ~2030 | COM_PROJ~2035 | COM_PROJ~2040 | COM_PROJ~2045 | COM_PROJ~2050 | COM_PROJ~2055 | COM_FR~IDAM | COM_FR~IDPM | COM_FR~IN | COM_FR~IP | COM_FR~SDAM | COM_FR~SDPM | COM_FR~SN | COM_FR~SP | COM_FR~WDAM | COM_FR~WDPM | COM_FR~WN | COM_FR~WP
R1 | RDMDELC | Dummy ELC demand | PJ | 390.96 | 389.1132 | 367.6968 | 374.076 | 391.356 | 443.52 | 515.664 | 567.9 | 592.344 | 613.152 | 0.0892 | 0.1211 | 0.1084 | 0.0044 | 0.0865 | 0.1257 | 0.0674 | 0.0031 | 0.1079 | 0.1718 | 0.1091 | 0.0054
|  |  |  | 0 | 0 | 0 | 0 | 0 | 0 | 0 | 0 | 0 | 0
|  |  |  | 160 | 161.572 | 150.198 | 152.39 | 157.66 | 176.91 | 204.03 | 224.2 | 233.35 | 235.02
|  |  |  | 51.4 | 53.485 | 48.06 | 48.48 | 48.95 | 53.71 | 60.79 | 66.45 | 68.81 | 64.7
|  |  |  | Table I-2: Baseline Annual Energy, Historical and Forecast | [14 empty] | Table I-2-H: Higher Demand Policy Scenario Annual Energy Forecast
|  |  |  | Reflects Impacts of Energy Saving Programs & Behind-the-Meter Generation | [14 empty] | Reflects Impacts of Energy Saving Programs & Behind-the-Meter Generation
|  |  |  | Annual Energy by Zone - GWh | [14 empty] | Annual Energy by Zone - GWh
|  |  |  | Year | Demand (except Zone J) | A | B | C | D | E | F | G | H | I | J | K | NYCA |  | Year | Demand (except Zone J) | A | B | C | D | E | F | G | H | I | J | K | NYCA
|  |  |  | 2013 | 110198 | 15790 | 9981 | 16368 | 6448 | 8312 | 12030 | 9965 | 2986 | 6204 | 53316 | 22114 | 163514 |  | 2023 | 102020 | 14850 | 9770 | 15170 | 5930 | 7380 | 11680 | 9110 | 2800 | 5540 | 48930 | 19790 | 150950
|  |  |  | 2014 | 107497 | 15885 | 9899 | 16345 | 4835 | 8155 | 12008 | 9832 | 2694 | 6281 | 52529 | 21563 | 160026 |  | 2024 | 102960 | 15010 | 10720 | 15110 | 6070 | 7270 | 11590 | 8970 | 2770 | 5500 | 48790 | 19950 | 151750
|  |  |  | 2015 | 108087 | 15761 | 9906 | 16299 | 4441 | 8141 | 12422 | 10065 | 2847 | 6299 | 53485 | 21906 | 161572 |  | 2025 | 105210 | 15190 | 10820 | 16520 | 6560 | 7320 | 11580 | 8950 | 2760 | 5400 | 48220 | 20110 | 153430
|  |  |  | 2016 | 107145 | 15803 | 9995 | 16205 | 4389 | 7894 | 12298 | 9975 | 2856 | 6139 | 53653 | 21591 | 160798 |  | 2026 | 107270 | 15190 | 11010 | 17900 | 7050 | 7250 | 11600 | 8900 | 2720 | 5360 | 47890 | 20290 | 155160
|  |  |  | 2017 | 104104 | 15261 | 9775 | 15819 | 4322 | 7761 | 11823 | 9669 | 2883 | 5976 | 52266 | 20815 | 156370 |  | 2027 | 110990 | 15440 | 11430 | 19890 | 7790 | 7270 | 11770 | 8890 | 2710 | 5320 | 47780 | 20480 | 158770
|  |  |  | 2018 | 107754 | 15894 | 10090 | 16561 | 4670 | 7995 | 12375 | 9965 | 2807 | 6071 | 53360 | 21326 | 161114 |  | 2028 | 115270 | 15940 | 11970 | 21700 | 8420 | 7410 | 12000 | 8980 | 2740 | 5340 | 47910 | 20770 | 163180
|  |  |  | 2019 | 103829 | 14872 | 9715 | 15809 | 4825 | 7868 | 11829 | 9574 | 2816 | 5976 | 52003 | 20545 | 155832 |  | 2029 | 118480 | 16470 | 12170 | 22380 | 8900 | 7660 | 12370 | 9190 | 2760 | 5360 | 48160 | 21220 | 166640
|  |  |  | 2020 | 102138 | 14514 | 9698 | 15450 | 5047 | 7626 | 11827 | 9217 | 2849 | 5729 | 48060 | 20181 | 150198 |  | 2030 | 122610 | 16990 | 12490 | 23330 | 9260 | 8010 | 12870 | 9510 | 2830 | 5470 | 48870 | 21850 | 171480
|  |  |  | 2021 | 103146 | 14731 | 9797 | 15560 | 5415 | 7616 | 11827 | 9262 | 2884 | 5781 | 48832 | 20273 | 151978 |  | 2031 | 126760 | 17510 | 12900 | 23950 | 9420 | 8470 | 13450 | 9910 | 2910 | 5590 | 49860 | 22650 | 176620
|  |  |  | 2022 | 102941 | 14687 | 9616 | 15365 | 5884 | 7357 | 11935 | 9325 | 2902 | 5775 | 49740 | 20095 | 152681 |  | 2032 | 132010 | 18180 | 13400 | 25070 | 9590 | 8940 | 14090 | 10430 | 3000 | 5750 | 51040 | 23560 | 183050
|  |  |  | 2023 | 102550 | 14960 | 9800 | 15310 | 5950 | 7440 | 11740 | 9150 | 2830 | 5610 | 49230 | 19760 | 151780 |  | 2033 | 137210 | 18900 | 13920 | 25820 | 9720 | 9430 | 14780 | 10990 | 3090 | 5990 | 52730 | 24570 | 189940
|  |  |  | 2024 | 103160 | 14950 | 10730 | 15300 | 5940 | 7340 | 11650 | 9030 | 2820 | 5590 | 48980 | 19810 | 152140 |  | 2034 | 143020 | 19710 | 14490 | 26620 | 9890 | 9990 | 15540 | 11630 | 3220 | 6240 | 54780 | 25690 | 197800
|  |  |  | 2025 | 103910 | 14800 | 10740 | 16490 | 5880 | 7220 | 11560 | 8960 | 2820 | 5540 | 48480 | 19900 | 152390 |  | 2035 | 149660 | 20650 | 15170 | 27610 | 10100 | 10640 | 16400 | 12360 | 3350 | 6510 | 56700 | 26870 | 206360
|  |  |  | 2026 | 105060 | 14740 | 10860 | 17780 | 5860 | 7080 | 11530 | 8890 | 2800 | 5550 | 48190 | 19970 | 153250 |  | 2036 | 156760 | 21670 | 15890 | 28710 | 10330 | 11360 | 17310 | 13120 | 3490 | 6790 | 58740 | 28090 | 215500
|  |  |  | 2027 | 105530 | 14800 | 10770 | 18040 | 6070 | 6980 | 11610 | 8830 | 2820 | 5570 | 48250 | 20040 | 153780 |  | 2037 | 164560 | 22790 | 16670 | 29990 | 10630 | 12230 | 18290 | 13950 | 3640 | 7070 | 60830 | 29300 | 225390
|  |  |  | 2028 | 105980 | 14890 | 10720 | 17920 | 6320 | 6930 | 11700 | 8830 | 2860 | 5640 | 48410 | 20170 | 154390 |  | 2038 | 172600 | 23950 | 17480 | 31390 | 10980 | 13150 | 19260 | 14770 | 3770 | 7360 | 63140 | 30490 | 235740
|  |  |  | 2029 | 106930 | 14950 | 10730 | 17920 | 6540 | 6940 | 11900 | 8920 | 2900 | 5710 | 48600 | 20420 | 155530 |  | 2039 | 180730 | 25110 | 18290 | 32830 | 11310 | 14080 | 20270 | 15610 | 3900 | 7670 | 65490 | 31660 | 246220
|  |  |  | 2030 | 108710 | 15070 | 10800 | 18430 | 6630 | 7000 | 12160 | 9060 | 2960 | 5830 | 48950 | 20770 | 157660 |  | 2040 | 188370 | 26220 | 19040 | 34150 | 11650 | 14950 | 21210 | 16380 | 4030 | 7980 | 67880 | 32760 | 256250
|  |  |  | 2031 | 110610 | 15260 | 10950 | 18620 | 6660 | 7150 | 12470 | 9250 | 3030 | 5960 | 49490 | 21260 | 160100 |  | 2041 | 195220 | 27200 | 19740 | 35350 | 11930 | 15730 | 22060 | 17050 | 4130 | 8260 | 70140 | 33770 | 265360
|  |  |  | 2032 | 113080 | 15580 | 11150 | 18870 | 6690 | 7310 | 12840 | 9550 | 3120 | 6120 | 50180 | 21850 | 163260 |  | 2042 | 201520 | 28100 | 20360 | 36430 | 12190 | 16450 | 22850 | 17670 | 4240 | 8540 | 72350 | 34690 | 273870
|  |  |  | 2033 | 115990 | 15960 | 11400 | 19200 | 6710 | 7510 | 13240 | 9880 | 3220 | 6350 | 51230 | 22520 | 167220 |  | 2043 | 207700 | 28980 | 20970 | 37500 | 12450 | 17160 | 23620 | 18290 | 4350 | 8800 | 74270 | 35580 | 281970
|  |  |  | 2034 | 119290 | 16400 | 11680 | 19570 | 6750 | 7750 | 13680 | 10260 | 3340 | 6590 | 52550 | 23270 | 171840 |  | 2044 | 213320 | 29800 | 21520 | 38480 | 12690 | 17800 | 24340 | 18860 | 4430 | 9020 | 76040 | 36380 | 289360
|  |  |  | 2035 | 123200 | 16930 | 12030 | 20050 | 6810 | 8040 | 14200 | 10700 | 3470 | 6830 | 53710 | 24140 | 176910 |  | 2045 | 218390 | 30520 | 22000 | 39360 | 12900 | 18380 | 24990 | 19400 | 4520 | 9230 | 77610 | 37090 | 296000
|  |  |  | 2036 | 127240 | 17480 | 12400 | 20550 | 6860 | 8340 | 14720 | 11150 | 3590 | 7090 | 54960 | 25060 | 182200 |  | 2046 | 222750 | 31120 | 22430 | 40100 | 13090 | 18880 | 25560 | 19870 | 4590 | 9410 | 79040 | 37700 | 301790
|  |  |  | 2037 | 131340 | 18030 | 12770 | 21060 | 6910 | 8660 | 15270 | 11610 | 3720 | 7340 | 56240 | 25970 | 187580 |  | 2047 | 226750 | 31680 | 22800 | 40800 | 13250 | 19330 | 26090 | 20310 | 4660 | 9570 | 80370 | 38260 | 307120
|  |  |  | 2038 | 135330 | 18550 | 13140 | 21570 | 6960 | 8970 | 15780 | 12050 | 3840 | 7600 | 57730 | 26870 | 193060 |  | 2048 | 230290 | 32170 | 23140 | 41390 | 13410 | 19720 | 26560 | 20720 | 4710 | 9720 | 81630 | 38750 | 311920
|  |  |  | 2039 | 139410 | 19080 | 13510 | 22100 | 7000 | 9280 | 16330 | 12500 | 3960 | 7890 | 59260 | 27760 | 198670 |  | 2049 | 233390 | 32600 | 23430 | 41950 | 13540 | 20070 | 26980 | 21070 | 4760 | 9830 | 82630 | 39160 | 316020
|  |  |  | 2040 | 143240 | 19590 | 13860 | 22590 | 7050 | 9580 | 16830 | 12920 | 4070 | 8160 | 60790 | 28590 | 204030 |  | 2050 | 236060 | 32960 | 23680 | 42420 | 13670 | 20390 | 27350 | 21360 | 4800 | 9950 | 83540 | 39480 | 319600
|  |  |  | 2041 | 146680 | 20040 | 14180 | 23030 | 7090 | 9850 | 17290 | 13300 | 4160 | 8410 | 62230 | 29330 | 208910 |  | 2051 | 238510 | 33280 | 23900 | 42870 | 13800 | 20670 | 27690 | 21640 | 4840 | 10050 | 84450 | 39770 | 322960
|  |  |  | 2042 | 149790 | 20450 | 14460 | 23420 | 7130 | 10090 | 17710 | 13650 | 4240 | 8650 | 63590 | 29990 | 213380 |  | 2052 | 240610 | 33560 | 24090 | 43260 | 13910 | 20930 | 28000 | 21860 | 4870 | 10140 | 85310 | 39990 | 325920
|  |  |  | 2043 | 152800 | 20840 | 14730 | 23810 | 7170 | 10330 | 18120 | 14000 | 4320 | 8860 | 64700 | 30620 | 217500 |  | 2053 | 242530 | 33810 | 24260 | 43640 | 14030 | 21160 | 28260 | 22050 | 4900 | 10220 | 86050 | 40200 | 328580
|  |  |  | 2044 | 155440 | 21190 | 14960 | 24140 | 7200 | 10540 | 18500 | 14320 | 4380 | 9030 | 65650 | 31180 | 221090
|  |  |  | 2045 | 157750 | 21490 | 15160 | 24420 | 7230 | 10720 | 18840 | 14610 | 4440 | 9190 | 66450 | 31650 | 224200 |  | Note: Forecast values reflect expected trended weather conditions.
|  |  |  | 2046 | 159620 | 21720 | 15320 | 24650 | 7250 | 10870 | 19130 | 14860 | 4490 | 9310 | 67130 | 32020 | 226750 |  | Note: Expected weather conditions include an increasing temperature trend from the NYISO Climate Change Impact Study Phase I report.
|  |  |  | 2047 | 161340 | 21940 | 15460 | 24860 | 7270 | 11000 | 19410 | 15090 | 4530 | 9420 | 67730 | 32360 | 229070
|  |  |  | 2048 | 162750 | 22110 | 15580 | 25020 | 7290 | 11110 | 19640 | 15300 | 4550 | 9520 | 68240 | 32630 | 230990
|  |  |  | 2049 | 163800 | 22230 | 15660 | 25150 | 7300 | 11180 | 19840 | 15460 | 4580 | 9580 | 68570 | 32820 | 232370
|  |  |  | 2050 | 164540 | 22310 | 15720 | 25220 | 7310 | 11240 | 20000 | 15580 | 4590 | 9640 | 68810 | 32930 | 233350
|  |  |  | 2051 | 165130 | 22360 | 15760 | 25280 | 7320 | 11270 | 20150 | 15690 | 4600 | 9690 | 69090 | 33010 | 234220
|  |  |  | 2052 | 165450 | 22380 | 15780 | 25300 | 7320 | 11280 | 20260 | 15760 | 4610 | 9720 | 69290 | 33040 | 234740
|  |  |  | 2053 | 165600 | 22370 | 15780 | 25300 | 7320 | 11280 | 20350 | 15800 | 4600 | 9740 | 69420 | 33060 | 235020
Note: Historical values reflect actual experienced weather conditions. Forecasted values reflect expected trended weather conditions.
Note: Expected weather conditions include an increasing temperature trend from the NYISO Climate Change Impact Study Phase I report.

## TechData_Mining
~FI_T
Region | TechName | *TechDesc | *Units | CommOUT | EFF | ACT_COST | CUM
*Renewable mining
R1,R2,R3,R4,R5,R6 | MINSOL | MIN.Solar potential. | PJ, PJ/a | SOL | 1
R1,R2,R3,R4,R5,R6 | MINSOLRES | MIN.Solar potential.Residential. | PJ, PJ/a | SOLRES | 1
R1,R2,R3,R4,R5,R6 | MINRENHYD | MIN.Hydro potential. | PJ, PJ/a | RENHYD | 1
R1,R2,R3,R4,R5,R6 | MINRENWIN | MIN.Wind potential. | PJ, PJ/a | RENWIN | 1
~FI_T
Region | TechName | *TechDesc | *Units | CommIN | CommOUT | EFF | NCAP_AFA
*Collector
R1,R2,R3,R4,R5,R6 | XHYDELC | Hydro to ELC |  | RENHYD | ELCHYD | 1
R1,R2,R3,R4,R5,R6 | XWNDELC | Wind to ELC |  | RENWIN | ELCWND | 1
R1,R2,R3,R4,R5,R6 | XSOLELC | Sol to ELC |  | SOL | ELCSOL | 1

## TechData_CoalResidCntl
TechData | _GLOBAL,R0,R1,R2,R3,R4,R5,R6
~FI_T
Region | TechName | *TechDesc | *Units | CommIN | CommOUT | EFF | ACT_COST | NACP_START | NCAP_TLIFE | PRC_RESID~2010 | NCAP_COST | NCAP_DRATE~2010 | ENV_ACT~SO2 | ENV_ACT~NOX | ENV_ACT~PM10 | ENV_ACT~PM25 | ENV_ACT~SO2E | ENV_ACT~NOXE | ENV_ACT~PM10E | ENV_ACT~H2OC | ENV_ACT~H2OW | ENV_ACT~H2OCE | ENV_ACT~H2OWE
*R1 SOx Retrofits for Coal
R1 | SECSTBHFGO | FGD Retrofit; Bituminous High Sulfur Coal Over 100MW | PJ, PJ/a | CSTMBH | CSTMBHCCO | 1 | 0.30063 | 2010 | 30 | 0 | 2.6322 | 0.1 | -1.1269 |  |  |  | -1.1269
R1 | SECSTBHPTO | FGD Passthrough; Bituminous High Sulfur Coal Over 100MW | PJ, PJ/a | CSTMBH | CSTMBIT1O | 1 |  | 2010 | 5
R1 | SECSTBMFGO | FGD Retrofit; Bituminous Medium Sulfur Coal Over 100MW | PJ, PJ/a | CSTMBM | CSTMBMCCO | 1 | 0.21797 | 2010 | 30 | 10.1214 | 1.9398 | 0.1 | -0.50479 |  |  |  | -0.50479
R1 | SECSTBMPTO | FGD Passthrough; Bituminous Medium Sulfur Coal Over 100MW | PJ, PJ/a | CSTMBM | CSTMBIT1O | 1 |  | 2010 | 5
R1 | SECSTBLFGO | FGD Retrofit; Bituminous Low Sulfur Coal Over 100MW | PJ, PJ/a | CSTMBL | CSTMBLCCO | 1 | 0.34991 | 2010 | 30 |  | 3.1387 | 0.1 | -0.14011 |  |  |  | -0.14011
R1 | SECSTBLPTO | FGD Passthrough; Bituminous Low Sulfur Coal Over 100MW | PJ, PJ/a | CSTMBL | CSTMBIT1O | 1 |  | 2010 | 5
R1 | SECSTSMFGO | FGD Retrofit; Sub-Bituminous Medium Sulfur Coal Over 100MW | PJ, PJ/a | CSTMSM | CSTMSMCCO | 1 | 0.22666 | 2010 | 30 |  | 1.8681 | 0.1 | -0.34112 |  |  |  | -0.34112
R1 | SECSTSMPTO | FGD Passthrough; Sub-Bituminous Medium Sulfur Coal Over 100MW | PJ, PJ/a | CSTMSM | CSTMSUB1O | 1 |  | 2010 | 5
R1 | SECSTSLFGO | FGD Retrofit; Sub-Bituminous Low Sulfur Coal Over 100MW | PJ, PJ/a | CSTMSL | CSTMSLCCO | 1 | 0.25236 | 2010 | 30 | 34.9571 | 2.4833 | 0.1 | -0.19687 |  |  |  | -0.19687
R1 | SECSTSLPTO | FGD Passthrough; Sub-Bituminous Low Sulfur Coal Over 100MW | PJ, PJ/a | CSTMSL | CSTMSUB1O | 1 |  | 2010 | 5
R1 | SECSTLHFGO | FGD Retrofit; Lignite High Sulfur Coal Over 100MW | PJ, PJ/a | CSTMLH | CSTMLHCCO | 1 | 0.23453 | 2010 | 30 |  | 1.9029 | 0.1 | -0.91646 |  |  |  | -0.91646
R1 | SECSTLHPTO | FGD Passthrough; Lignite High Sulfur Coal Over 100MW | PJ, PJ/a | CSTMLH | CSTMLIG1O | 1 |  | 2010 | 5
R1 | SECSTLMFGO | FGD Retrofit; Lignite Medium Sulfur Coa Over 100MW | PJ, PJ/a | CSTMLM | CSTMLMCCO | 1 | 0.22939 | 2010 | 30 |  | 1.7694 | 0.1 | -0.63448 |  |  |  | -0.63448
R1 | SECSTLMPTO | FGD Passthrough; Lignite Medium Sulfur Coal Over 100MW | PJ, PJ/a | CSTMLM | CSTMLIG1O | 1 |  | 2010 | 5
R1 | SECSTBHFGU | FGD Retrofit; Bituminous High Sulfur Coal Under 100MW | PJ, PJ/a | CSTMBH | CSTMBHCCU | 1 | 0.30063 | 2010 | 30 | 12.1772 | 2.6322 | 0.1 | -1.1269 |  |  |  | -1.1269
R1 | SECSTBHPTU | FGD Passthrough; Bituminous High Sulfur Coal Under 100MW | PJ, PJ/a | CSTMBH | CSTMBIT1U | 1 |  | 2010 | 5
R1 | SECSTBMFGU | FGD Retrofit; Bituminous Medium Sulfur Coal Under 100MW | PJ, PJ/a | CSTMBM | CSTMBMCCU | 1 | 0.21797 | 2010 | 30 | 24.3478 | 1.9398 | 0.1 | -0.50479 |  |  |  | -0.50479
R1 | SECSTBMPTU | FGD Passthrough; Bituminous Medium Sulfur Coal Under 100MW | PJ, PJ/a | CSTMBM | CSTMBIT1U | 1 |  | 2010 | 5
R1 | SECSTBLFGU | FGD Retrofit; Bituminous Low Sulfur Coal Under 100MW | PJ, PJ/a | CSTMBL | CSTMBLCCU | 1 | 0.34991 | 2010 | 30 |  | 3.1387 | 0.1 | -0.14011 |  |  |  | -0.14011
R1 | SECSTBLPTU | FGD Passthrough; Bituminous Low Sulfur Coal Under 100MW | PJ, PJ/a | CSTMBL | CSTMBIT1U | 1 |  | 2010 | 5
R1 | SECSTSMFGU | FGD Retrofit; Sub-Bituminous Medium Sulfur Coa Under 100MW | PJ, PJ/a | CSTMSM | CSTMSMCCU | 1 | 0.22666 | 2010 | 30 |  | 1.8681 | 0.1 | -0.34112 |  |  |  | -0.34112
R1 | SECSTSMPTU | FGD Passthrough; Sub-Bituminous Medium Sulfur Coal Under 100MW | PJ, PJ/a | CSTMSM | CSTMSUB1U | 1 |  | 2010 | 5
R1 | SECSTSLFGU | FGD Retrofit; Sub-Bituminous Low Sulfur Coal Under 100MW | PJ, PJ/a | CSTMSL | CSTMSLCCU | 1 | 0.25236 | 2010 | 30 |  | 2.4833 | 0.1 | -0.19687 |  |  |  | -0.19687
R1 | SECSTSLPTU | FGD Passthrough; Sub-Bituminous Low Sulfur Coal Under 100MW | PJ, PJ/a | CSTMSL | CSTMSUB1U | 1 |  | 2010 | 5
R1 | SECSTLHFGU | FGD Retrofit; Lignite High Sulfur Coal Under 100MW | PJ, PJ/a | CSTMLH | CSTMLHCCU | 1 | 0.23453 | 2010 | 30 |  | 1.9029 | 0.1 | -0.91646 |  |  |  | -0.91646
R1 | SECSTLHPTU | FGD Passthrough; Lignite High Sulfur Coal Under 100MW | PJ, PJ/a | CSTMLH | CSTMLIG1U | 1 |  | 2010 | 5
R1 | SECSTLMFGU | FGD Retrofit; Lignite Medium Sulfur Coal Under 100MW | PJ, PJ/a | CSTMLM | CSTMLMCCU | 1 | 0.22939 | 2010 | 30 |  | 1.7694 | 0.1 | -0.63448 |  |  |  | -0.63448
R1 | SECSTLMPTU | FGD Passthrough; Lignite Medium Sulfur Coal Under 100MW | PJ, PJ/a | CSTMLM | CSTMLIG1U | 1 |  | 2010 | 5
*R1 NOX Retrofits for Coal
R1 | SECSTBLNBO | LNB only; Bituminous Coal; Over 100 MW | PJ, PJ/a | CSTMBIT1O | CSTMBIT2O | 1 | 0.0058099 | 2010 | 30 | 118.3474 | 0.20789 | 0.1 |  | -0.11642 |  |  |  | -0.11642
R1 | SECSTBSCRO | LNB plus SCR; Bituminous Coal; Over 100 MW | PJ, PJ/a | CSTMBIT2O | CSTMBIT3O | 1 | 0.14957 | 2010 | 30 | 71.9104 | 0.66512 | 0.1 |  | -0.18223 |  |  |  | -0.18223
R1 | SECSTBSNCO | LNB plus SNCR; Bituminous Coal; Over 100 MW | PJ, PJ/a | CSTMBIT2O | CSTMBIT3O | 1 | 0.045349 | 2010 | 30 |  | 0.078552 | 0.1 |  | -0.11061 |  |  |  | -0.11061
R1 | SECSTBPTO | NOx Passthrough with Pre-existing LNB; Bituminous Coal; Over 100 MW | PJ, PJ/a | CSTMBIT2O | CSTMBIT3O | 1 |  | 2010 | 5
R1 | SECSTBSC2O | SCR only; Bituminous Coal; Over 100 MW | PJ, PJ/a | CSTMBIT1O | CSTMBIT3O | 1 | 0.11587 | 2010 | 30 | 10.1214 | 0.76318 | 0.1 |  | -0.26973 |  |  |  | -0.26973
R1 | SECSTBSN2O | SNCR only; Bituminous Coal; Over 100 MW | PJ, PJ/a | CSTMBIT1O | CSTMBIT3O | 1 | 0.069551 | 2010 | 30 |  | 0.10455 | 0.1 |  | -0.15474 |  |  |  | -0.15474
R1 | SECSTBPT2O | NOx Passthrough with no Pre-existing Controls; Bituminous Coal; Over 100 MW | PJ, PJ/a | CSTMBIT1O | CSTMBIT3O | 1 |  | 2010 | 5
R1 | SECSTBLS2O | New LNB plus SCR to Plant without Pre-existing Controls; Bituminous Coal; Over 100 MW | PJ, PJ/a | CSTMBIT1O | CSTMBIT3O | 1 | 0.10991 | 2010 | 30 |  | 0.94848 | 0.1 |  | -0.3004 |  |  |  | -0.3004
R1 | SECSTBLN2O | New LNB plus SNCR to Plant without Pre-existing Controls; Bituminous Coal; Over 100 MW | PJ, PJ/a | CSTMBIT1O | CSTMBIT3O | 1 | 0.049388 | 2010 | 30 |  | 0.30306 | 0.1 |  | -0.2314 |  |  |  | -0.2314
R1 | SECSTSLNBO | LNB only; Subbituminous Coal; Over 100 MW | PJ, PJ/a | CSTMSUB1O | CSTMSUB2O | 1 | 0.0058208 | 2010 | 30 | 71.0275 | 0.19951 | 0.1 |  | -0.14308 |  |  |  | -0.14308
R1 | SECSTSSCRO | LNB plus SCR; Subbituminous Coal; Over 100 MW | PJ, PJ/a | CSTMSUB2O | CSTMSUB3O | 1 | 0.098177 | 2010 | 30 |  | 0.647 | 0.1 |  | -0.17732 |  |  |  | -0.17732
R1 | SECSTSSNCO | LNB plus SNCR; Subbituminous Coal; Over 100 MW | PJ, PJ/a | CSTMSUB2O | CSTMSUB3O | 1 | 0.02867 | 2010 | 30 | 53.5165 | 0.069392 | 0.1 |  | -0.13135 |  |  |  | -0.13135
R1 | SECSTSPTO | NOx Passthrough with Pre-existing LNB; Subbituminous Coal; Over 100 MW | PJ, PJ/a | CSTMSUB2O | CSTMSUB3O | 1 |  | 2010 | 5
R1 | SECSTSSC2O | SCR only; Subbituminous Coal; Over 100 MW | PJ, PJ/a | CSTMSUB1O | CSTMSUB3O | 1 | 0.11828 | 2010 | 30 |  | 0.75679 | 0.1 |  | -0.28173 |  |  |  | -0.28173
R1 | SECSTSSN2O | SNCR only; Subbituminous Coal; Over 100 MW | PJ, PJ/a | CSTMSUB1O | CSTMSUB3O | 1 | 0.063286 | 2010 | 30 |  | 0.096804 | 0.1 |  | -0.17775 |  |  |  | -0.17775
R1 | SECSTSPT2O | NOx Passthrough with no Pre-existing Controls; Subbituminous Coal; Over 100 MW | PJ, PJ/a | CSTMSUB1O | CSTMSUB3O | 1 |  | 2010 | 5
R1 | SECSTSLS2O | New LNB plus SCR to Plant without Pre-existing Controls; Subbituminous Coal; Over 100 MW | PJ, PJ/a | CSTMSUB1O | CSTMSUB3O | 1 | 0.11343 | 2010 | 30 |  | 0.9365 | 0.1 |  | -0.30946 |  |  |  | -0.30946
R1 | SECSTSLN2O | New LNB plus SNCR to Plant without Pre-existing Controls; Subbituminous Coal; Over 100 MW | PJ, PJ/a | CSTMSUB1O | CSTMSUB3O | 1 | 0.045614 | 2010 | 30 |  | 0.28828 | 0.1 |  | -0.24707 |  |  |  | -0.24707
R1 | SECSTLLNBO | LNB only; Lignite Coal; Over 100 MW | PJ, PJ/a | CSTMLIG1O | CSTMLIG2O | 1 | 0.0047802 | 2010 | 30 |  | 0.16098 | 0.1 |  | -0.072189 |  |  |  | -0.072189
R1 | SECSTLSCRO | LNB plus SCR; Lignite Coal; Over 100 MW | PJ, PJ/a | CSTMLIG2O | CSTMLIG3O | 1 | 0.10837 | 2010 | 30 |  | 0.68059 | 0.1 |  | -0.089164 |  |  |  | -0.089164
R1 | SECSTLSNCO | LNB plus SNCR; Lignite Coal; Over 100 MW | PJ, PJ/a | CSTMLIG2O | CSTMLIG3O | 1 | 0.036004 | 2010 | 30 |  | 0.075029 | 0.1 |  | -0.030324 |  |  |  | -0.030324
R1 | SECSTLPTO | NOx Passthrough with Pre-existing LNB; Lignite Coal; Over 100 MW | PJ, PJ/a | CSTMLIG2O | CSTMLIG3O | 1 |  | 2010 | 5
R1 | SECSTLSC2O | SCR only; Lignite Coal; Over 100 MW | PJ, PJ/a | CSTMLIG1O | CSTMLIG3O | 1 | 0.10915 | 2010 | 30 |  | 0.63923 | 0.1 |  | -0.15778 |  |  |  | -0.15778
R1 | SECSTLSN2O | SNCR only; Lignite Coal; Over 100 MW | PJ, PJ/a | CSTMLIG1O | CSTMLIG3O | 1 | 0.038701 | 2010 | 30 |  | 0.068317 | 0.1 |  | -0.093587 |  |  |  | -0.093587
R1 | SECSTLPT2O | NOx Passthrough with no Pre-existing Controls; Lignite Coal; Over 100 MW | PJ, PJ/a | CSTMLIG1O | CSTMLIG3O | 1 |  | 2010 | 5
R1 | SECSTLLS2O | New LNB plus SCR to Plant without Pre-existing Controls; Lignite Coal; Over 100 MW | PJ, PJ/a | CSTMLIG1O | CSTMLIG3O | 1 | 0.10735 | 2010 | 30 |  | 0.78772 | 0.1 |  | -0.1749 |  |  |  | -0.1749
R1 | SECSTLLN2O | New LNB plus SNCR to Plant without Pre-existing Controls; Lignite Coal; Over 100 MW | PJ, PJ/a | CSTMLIG1O | CSTMLIG3O | 1 | 0.028981 | 2010 | 30 |  | 0.2242 | 0.1 |  | -0.13638 |  |  |  | -0.13638
R1 | SECSTBLNBU | LNB only; Bituminous Coal; Under 100 MW | PJ, PJ/a | CSTMBIT1U | CSTMBIT2U | 1 | 0.0058099 | 2010 | 30 | 9.4973 | 0.20789 | 0.1 |  | -0.11642 |  |  |  | -0.11642
R1 | SECSTBSCRU | LNB plus SCR; Bituminous Coal; Under 100 MW | PJ, PJ/a | CSTMBIT2U | CSTMBIT3U | 1 | 0.14957 | 2010 | 30 |  | 0.66512 | 0.1 |  | -0.18223 |  |  |  | -0.18223
R1 | SECSTBSNCU | LNB plus SNCR; Bituminous Coal; Under 100 MW | PJ, PJ/a | CSTMBIT2U | CSTMBIT3U | 1 | 0.045349 | 2010 | 30 |  | 0.078552 | 0.1 |  | -0.11061 |  |  |  | -0.11061
R1 | SECSTBPTU | NOx Passthrough with Pre-existing LNB; Bituminous Coal; Under 100 MW | PJ, PJ/a | CSTMBIT2U | CSTMBIT3U | 1 |  | 2010 | 5
R1 | SECSTBSC2U | SCR only; Bituminous Coal; Under 100 MW | PJ, PJ/a | CSTMBIT1U | CSTMBIT3U | 1 | 0.11587 | 2010 | 30 | 18.9087 | 0.76318 | 0.1 |  | -0.26973 |  |  |  | -0.26973
R1 | SECSTBSN2U | SNCR only; Bituminous Coal; Under 100 MW | PJ, PJ/a | CSTMBIT1U | CSTMBIT3U | 1 | 0.069551 | 2010 | 30 | 12.1772 | 0.10455 | 0.1 |  | -0.15474 |  |  |  | -0.15474
R1 | SECSTBPT2U | NOx Passthrough with no Pre-existing Controls; Bituminous Coal; Under 100 MW | PJ, PJ/a | CSTMBIT1U | CSTMBIT3U | 1 |  | 2010 | 5 | 5.4391
R1 | SECSTBLS2U | New LNB plus SCR to Plant without Pre-existing Controls; Bituminous Coal; Under 100 MW | PJ, PJ/a | CSTMBIT1U | CSTMBIT3U | 1 | 0.10991 | 2010 | 30 |  | 0.94848 | 0.1 |  | -0.3004 |  |  |  | -0.3004
R1 | SECSTBLN2U | New LNB plus SNCR to Plant without Pre-existing Controls; Bituminous Coal; Under 100 MW | PJ, PJ/a | CSTMBIT1U | CSTMBIT3U | 1 | 0.049388 | 2010 | 30 |  | 0.30306 | 0.1 |  | -0.2314 |  |  |  | -0.2314
R1 | SECSTSLNBU | LNB only; Subbituminous Coal; Under 100 MW | PJ, PJ/a | CSTMSUB1U | CSTMSUB2U | 1 | 0.0058208 | 2010 | 30 | 15.2657 | 0.19951 | 0.1 |  | -0.14308 |  |  |  | -0.14308
R1 | SECSTSSCRU | LNB plus SCR; Subbituminous Coal; Under 100 MW | PJ, PJ/a | CSTMSUB2U | CSTMSUB3U | 1 | 0.098177 | 2010 | 30 |  | 0.647 | 0.1 |  | -0.17732 |  |  |  | -0.17732
R1 | SECSTSSNCU | LNB plus SNCR; Subbituminous Coal; Under 100 MW | PJ, PJ/a | CSTMSUB2U | CSTMSUB3U | 1 | 0.02867 | 2010 | 30 | 7.5746 | 0.069392 | 0.1 |  | -0.13135 |  |  |  | -0.13135
R1 | SECSTSPTU | NOx Passthrough with Pre-existing LNB; Subbituminous Coal; Under 100 MW | PJ, PJ/a | CSTMSUB2U | CSTMSUB3U | 1 |  | 2010 | 5
R1 | SECSTSSC2U | SCR only; Subbituminous Coal; Under 100 MW | PJ, PJ/a | CSTMSUB1U | CSTMSUB3U | 1 | 0.11828 | 2010 | 30 |  | 0.75679 | 0.1 |  | -0.28173 |  |  |  | -0.28173
R1 | SECSTSSN2U | SNCR only; Subbituminous Coal; Under 100 MW | PJ, PJ/a | CSTMSUB1U | CSTMSUB3U | 1 | 0.063286 | 2010 | 30 |  | 0.096804 | 0.1 |  | -0.17775 |  |  |  | -0.17775
R1 | SECSTSPT2U | NOx Passthrough with no Pre-existing Controls; Subbituminous Coal; Under 100 MW | PJ, PJ/a | CSTMSUB1U | CSTMSUB3U | 1 |  | 2010 | 5
R1 | SECSTSLS2U | New LNB plus SCR to Plant without Pre-existing Controls; Subbituminous Coal; Under 100 MW | PJ, PJ/a | CSTMSUB1U | CSTMSUB3U | 1 | 0.11343 | 2010 | 30 |  | 0.9365 | 0.1 |  | -0.30946 |  |  |  | -0.30946
R1 | SECSTSLN2U | New LNB plus SNCR to Plant without Pre-existing Controls; Subbituminous Coal; Under 100 MW | PJ, PJ/a | CSTMSUB1U | CSTMSUB3U | 1 | 0.045614 | 2010 | 30 |  | 0.28828 | 0.1 |  | -0.24707 |  |  |  | -0.24707
R1 | SECSTLLNBU | LNB only; Lignite Coal; Under 100 MW | PJ, PJ/a | CSTMLIG1U | CSTMLIG2U | 1 | 0.0047802 | 2010 | 30 |  | 0.16098 | 0.1 |  | -0.072189 |  |  |  | -0.072189
R1 | SECSTLSCRU | LNB plus SCR; Lignite Coal; Under 100 MW | PJ, PJ/a | CSTMLIG2U | CSTMLIG3U | 1 | 0.10837 | 2010 | 30 |  | 0.68059 | 0.1 |  | -0.089164 |  |  |  | -0.089164
R1 | SECSTLSNCU | LNB plus SNCR; Lignite Coal; Under 100 MW | PJ, PJ/a | CSTMLIG2U | CSTMLIG3U | 1 | 0.036004 | 2010 | 30 |  | 0.075029 | 0.1 |  | -0.030324 |  |  |  | -0.030324
R1 | SECSTLPTU | NOx Passthrough with Pre-existing LNB; Lignite Coal; Under 100 MW | PJ, PJ/a | CSTMLIG2U | CSTMLIG3U | 1 |  | 2010 | 5
R1 | SECSTLSC2U | SCR only; Lignite Coal; Under 100 MW | PJ, PJ/a | CSTMLIG1U | CSTMLIG3U | 1 | 0.10915 | 2010 | 30 |  | 0.63923 | 0.1 |  | -0.15778 |  |  |  | -0.15778
R1 | SECSTLSN2U | SNCR only; Lignite Coal; Under 100 MW | PJ, PJ/a | CSTMLIG1U | CSTMLIG3U | 1 | 0.038701 | 2010 | 30 |  | 0.068317 | 0.1 |  | -0.093587 |  |  |  | -0.093587
R1 | SECSTLPT2U | NOx Passthrough with no Pre-existing Controls; Lignite Coal; Under 100 MW | PJ, PJ/a | CSTMLIG1U | CSTMLIG3U | 1 |  | 2010 | 5
R1 | SECSTLLS2U | New LNB plus SCR to Plant without Pre-existing Controls; Lignite Coal; Under 100 MW | PJ, PJ/a | CSTMLIG1U | CSTMLIG3U | 1 | 0.10735 | 2010 | 30 |  | 0.78772 | 0.1 |  | -0.1749 |  |  |  | -0.1749
R1 | SECSTLLN2U | New LNB plus SNCR to Plant without Pre-existing Controls; Lignite Coal; Under 100 MW | PJ, PJ/a | CSTMLIG1U | CSTMLIG3U | 1 | 0.028981 | 2010 | 30 |  | 0.2242 | 0.1 |  | -0.13638 |  |  |  | -0.13638
*R1 PM Retrofits for Coal
R1 | SECSTBFFRO | Fabric Filter; Bituminous Coal; Over 100 MW | PJ, PJ/a | CSTMBIT3O | CSTMBIT5O | 1 | 0.14813 | 2010 | 30 |  | 2.5625 | 0.1 |  |  | -0.0083275 | -0.0056627 |  |  | -0.0083275
R1 | SECSTBCYCO | Cyclone; Bituminous Coal; Over 100 MW | PJ, PJ/a | CSTMBIT3O | CSTMBIT5O | 1 | 0 | 2010 | 30 |  | 0 | 0.1 |  |  | -0.00714 | -0.0048552 |  |  | -0.00714
R1 | SECSTBESPO | ESP; Bituminous Coal; Over 100 MW | PJ, PJ/a | CSTMBIT3O | CSTMBIT4O | 1 | 0.14725 | 2010 | 30 | 128.4688 | 1.8286 | 0.1 |  |  | -0.0082512 | -0.0056108 |  |  | -0.0082512
R1 | SECSTBEPUO | ESP Plate Upgrade; Bituminous Coal; Over 100 MW | PJ, PJ/a | CSTMBIT4O | CSTMBIT5O | 1 | 0.019651 | 2010 | 30 |  | 0.53029 | 0.1 |  |  | -6.4759e-05 | -4.4036e-05 |  |  | -6.4759e-05
R1 | SECSTBEPTO | ESP Plate Upgrade Passthrough; Bituminous Coal; Over 100 MW | PJ, PJ/a | CSTMBIT4O | CSTMBIT5O | 1 |  | 2010 | 5
R1 | SECSTBPTHO | Passthrough; Bituminous Coal; Over 100 MW | PJ, PJ/a | CSTMBIT3O | CSTMBIT5O | 1 |  | 2010 | 5
R1 | SECSTSFFRO | Fabric Filter; Subbituminous Coal; Over 100 MW | PJ, PJ/a | CSTMSUB3O | CSTMSUB5O | 1 | 0.12656 | 2010 | 30 |  | 2.7821 | 0.1 |  |  | -0.007724 | -0.0052523 |  |  | -0.007724
R1 | SECSTSCYCO | Cyclone; Subbituminous Coal; Over 100 MW | PJ, PJ/a | CSTMSUB3O | CSTMSUB5O | 1 | 0 | 2010 | 30 |  | 0 | 0.1 |  |  | -0.0077064 | -0.0052404 |  |  | -0.0077064
R1 | SECSTSESPO | ESP; Subbituminous Coal; Over 100 MW | PJ, PJ/a | CSTMSUB3O | CSTMSUB4O | 1 | 0.11472 | 2010 | 30 | 71.0275 | 2.5502 | 0.1 |  |  | -0.0076641 | -0.0052116 |  |  | -0.0076641
R1 | SECSTSEPUO | ESP Plate Upgrade; Subbituminous Coal; Over 100 MW | PJ, PJ/a | CSTMSUB4O | CSTMSUB5O | 1 | 0.019651 | 2010 | 30 |  | 0.53029 | 0.1 |  |  | -5.7855e-05 | -3.9341e-05 |  |  | -5.7855e-05
R1 | SECSTSEPTO | ESP Plate Upgrade Passthrough; Subbituminous Coal; Over 100 MW | PJ, PJ/a | CSTMSUB4O | CSTMSUB5O | 1 |  | 2010 | 5
R1 | SECSTSPTHO | Passthrough; Subbituminous Coal; Over 100 MW | PJ, PJ/a | CSTMSUB3O | CSTMSUB5O | 1 |  | 2010 | 5
R1 | SECSTLFFRO | Fabric Filter; Lignite Coal; Over 100 MW | PJ, PJ/a | CSTMLIG3O | CSTMLIG5O | 1 | 0.25489 | 2010 | 30 |  | 2.9244 | 0.1 |  |  | -0.01188 | -0.0080784 |  |  | -0.01188
R1 | SECSTLCYCO | Cyclone; Lignite Coal; Over 100 MW | PJ, PJ/a | CSTMLIG3O | CSTMLIG5O | 1 | 0 | 2010 | 30 |  | 0 | 0.1 |  |  | 0 | 0 |  |  | 0
R1 | SECSTLESPO | ESP; Lignite Coal; Over 100 MW | PJ, PJ/a | CSTMLIG3O | CSTMLIG4O | 1 | 0.36861 | 2010 | 30 |  | 2.4343 | 0.1 |  |  | -0.011795 | -0.0080205 |  |  | -0.011795
R1 | SECSTLEPUO | ESP Plate Upgrade; Lignite Coal; Over 100 MW | PJ, PJ/a | CSTMLIG4O | CSTMLIG5O | 1 | 0.019651 | 2010 | 30 |  | 0.53029 | 0.1 |  |  | -8.508e-05 | -5.7854e-05 |  |  | -8.508e-05
R1 | SECSTLEPTO | ESP Plate Upgrade Passthrough; Lignite Coal; Over 100 MW | PJ, PJ/a | CSTMLIG4O | CSTMLIG5O | 1 |  | 2010 | 5
R1 | SECSTLPTHO | Passthrough; Lignite Coal; Over 100 MW | PJ, PJ/a | CSTMLIG3O | CSTMLIG5O | 1 |  | 2010 | 5
R1 | SECSTBFFRU | Fabric Filter; Bituminous Coal; Under 100 MW | PJ, PJ/a | CSTMBIT3U | CSTMBIT5U | 1 | 0.16243 | 2010 | 30 | 22.8628 | 4.2417 | 0.1 |  |  | -0.0083216 | -0.0056587 |  |  | -0.0083216
R1 | SECSTBCYCU | Cyclone; Bituminous Coal; Under 100 MW | PJ, PJ/a | CSTMBIT3U | CSTMBIT5U | 1 | 0 | 2010 | 30 |  | 0 | 0.1 |  |  | -0.00714 | -0.0048552 |  |  | -0.00714
R1 | SECSTBESPU | ESP; Bituminous Coal; Under 100 MW | PJ, PJ/a | CSTMBIT3U | CSTMBIT4U | 1 | 0.28861 | 2010 | 30 | 23.1595 | 2.7541 | 0.1 |  |  | -0.0082626 | -0.0056186 |  |  | -0.0082626
R1 | SECSTBEPUU | ESP Plate Upgrade; Bituminous Coal; Under 100 MW | PJ, PJ/a | CSTMBIT4U | CSTMBIT5U | 1 | 0.019651 | 2010 | 30 |  | 0.79378 | 0.1 |  |  | -5.3411e-05 | -3.632e-05 |  |  | -5.3411e-05
R1 | SECSTBEPTU | ESP Plate Upgrade Passthrough; Bituminous Coal; Under 100 MW | PJ, PJ/a | CSTMBIT4U | CSTMBIT5U | 1 |  | 2010 | 5
R1 | SECSTBPTHU | Passthrough; Bituminous Coal; Under 100 MW | PJ, PJ/a | CSTMBIT3U | CSTMBIT5U | 1 |  | 2010 | 5
R1 | SECSTSFFRU | Fabric Filter; Subbituminous Coal; Under 100 MW | PJ, PJ/a | CSTMSUB3U | CSTMSUB5U | 1 | 0.1431 | 2010 | 30 |  | 4.5834 | 0.1 |  |  | -0.007722 | -0.005251 |  |  | -0.007722
R1 | SECSTSCYCU | Cyclone; Subbituminous Coal; Under 100 MW | PJ, PJ/a | CSTMSUB3U | CSTMSUB5U | 1 | 0 | 2010 | 30 |  | 0 | 0.1 |  |  | 0 | 0 |  |  | 0
R1 | SECSTSESPU | ESP; Subbituminous Coal; Under 100 MW | PJ, PJ/a | CSTMSUB3U | CSTMSUB4U | 1 | 0.23961 | 2010 | 30 | 15.2657 | 3.6465 | 0.1 |  |  | -0.0076644 | -0.0052118 |  |  | -0.0076644
R1 | SECSTSEPUU | ESP Plate Upgrade; Subbituminous Coal; Under 100 MW | PJ, PJ/a | CSTMSUB4U | CSTMSUB5U | 1 | 0.019651 | 2010 | 30 |  | 0.79378 | 0.1 |  |  | -5.7588e-05 | -3.916e-05 |  |  | -5.7588e-05
R1 | SECSTSEPTU | ESP Plate Upgrade Passthrough; Subbituminous Coal; Under 100 MW | PJ, PJ/a | CSTMSUB4U | CSTMSUB5U | 1 |  | 2010 | 5
R1 | SECSTSPTHU | Passthrough; Subbituminous Coal; Under 100 MW | PJ, PJ/a | CSTMSUB3U | CSTMSUB5U | 1 |  | 2010 | 5
R1 | SECSTLFFRU | Fabric Filter; Lignite Coal; Under 100 MW | PJ, PJ/a | CSTMLIG3U | CSTMLIG5U | 1 | 0.2735 | 2010 | 30 |  | 4.8322 | 0.1 |  |  | 0 | 0 |  |  | 0
R1 | SECSTLCYCU | Cyclone; Lignite Coal; Under 100 MW | PJ, PJ/a | CSTMLIG3U | CSTMLIG5U | 1 | 0 | 2010 | 30 |  | 0 | 0.1 |  |  | 0 | 0 |  |  | 0
R1 | SECSTLESPU | ESP; Lignite Coal; Under 100 MW | PJ, PJ/a | CSTMLIG3U | CSTMLIG4U | 1 | 0.55417 | 2010 | 30 |  | 3.5267 | 0.1 |  |  | -0.011862 | -0.0080662 |  |  | -0.011862
R1 | SECSTLEPUU | ESP Plate Upgrade; Lignite Coal; Under 100 MW | PJ, PJ/a | CSTMLIG4U | CSTMLIG5U | 1 | 0.019651 | 2010 | 30 |  | 0.79378 | 0.1 |  |  | -1.8e-05 | -1.224e-05 |  |  | -1.8e-05
R1 | SECSTLEPTU | ESP Plate Upgrade Passthrough; Lignite Coal; Under 100 MW | PJ, PJ/a | CSTMLIG4U | CSTMLIG5U | 1 |  | 2010 | 5
R1 | SECSTLPTHU | Passthrough; Lignite Coal; Under 100 MW | PJ, PJ/a | CSTMLIG3U | CSTMLIG5U | 1 |  | 2010 | 5

## TechData_Uranium
TechData | _GLOBAL,R0,R1,R2,R3,R4,R5,R6
~FI_T
Region | TechName | *TechDesc | *Units | CommIN | CommOUT | PRC_CAPACT | EFF | Peak | NCAP_COST | NCAP_FOM | ACT_COST
R1 | RDUMELC | Dummy ELC Demand Tech | PJ, PJ/a | ELC | RDMDELC | 1 | 1 | 1
~FI_T
Region | TechName | *TechDesc | *Units | CommIN | CommOUT | EFF | COST | CUM
*Mining of Uranium
R0 | MINNURN1 | Supplies of domestic uranium -- Step1 | t, t/a |  | NURN | 1 | 0.08 | 943000
R0 | MINNURN2 | Supplies of domestic uranium -- Step2 | t, t/a |  | NURN | 1 | 0.13 | 1536000
~FI_T
Region | TechName | *TechDesc | *Units | CommIN | CommOUT | EFF | Share~UP~2010 | Share~UP~2055 | PRC_CAPACT | NCAP_COST | NCAP_FOM | ACT_COST |  |  |  |  | ENV_ACT~H2OC | ENV_ACT~H2OW | ENV_ACT~H2OCE | ENV_ACT~H2OWE
*Processing of Uranium
R0 | PNURNU45 | Process of conversion, enrichment and fabrication to 4.5% U-235 for LWRs | t, t/a | NURN |  | 1 |  |  | 1 |  |  | 0.16985 |  |  |  |  | 10.4201 | 10.4201 | 10.4201 | 10.4201
[5 empty] | URNA |  | 0.098039 | 0.098039
[5 empty] | URD |  | 0.90196 | 0.90196
R0 | PNURNU09 | Process of conversion, enrichment and fabrication to 9% U-235 for PBMRs | t, t/a | NURN |  | 1 | [5 empty] | 0.11431 |  |  |  |  | 10.4201 | 10.4201 | 10.4201 | 10.4201
[5 empty] | URNB |  | 0.047241 | 0.047241
[5 empty] | URD |  | 0.95276 | 0.95276
R0 | PNURNU19 | Process of conversion, enrichment and fabrication to 19% U-235 for GT-MHRs | t, t/a | NURN |  | 1 | [5 empty] | 0.22835 |  |  |  |  | 10.4201 | 10.4201 | 10.4201 | 10.4201
[5 empty] | URNC |  | 0.024261 | 0.024261
[5 empty] | URD |  | 0.97574 | 0.97574
~FI_T
Region | TechName | *TechDesc | *Units | CommIN | CommOUT | EFF | STG_LOSS | STG_CHRG~Annual | STGOUT_BND | NCAP_COST | NCAP_FOM | ACT_COST |  |  |  |  | ENV_ACT~H2OC | ENV_ACT~H2OW | ENV_ACT~H2OCE | ENV_ACT~H2OWE
R0 | STKURD1 | Stockpile of depleted uranium from enrichment | t, t/a | URD | URD | 1
R1 | STKUSPTA1 | Stockpile of spent U from LWRs | t, t/a | USPTA | USPTA | 1
R1 | STKUSPTB2 | Stockpile of spent U from PBMRs | t, t/a | USPTB | USPTB | 1
R1 | STKUSPTC3 | Stockpile of spent U from GT-MHRs | t, t/a | USPTC | USPTC | 1
~FI_T
Region | TechName | *TechDesc | *Units | CommIN | CommOUT | COST | CUM
*Import of Uranium from Abroad
R0 | IMPNURN1 | Import of Natural U from Abroad - Step1 | t, t/a |  | NURN | 0.04 | 3200000
R0 | IMPNURN2 | Import of Natural U from Abroad - Step2 | t, t/a |  | NURN | 0.08 | 2040000
R0 | IMPNURN3 | Import of Natural U from Abroad - Step3 | t, t/a |  | NURN | 0.13 | 110000
Region | TechName | *TechDesc | *Units | CommIN | CommOUT | NCAP_START | NCAP_TLIFE | PRC_CAPACT | TID | Peak | NCAP_COST | NCAP_DRATE~2010 | NCAP_AF | NCAP_FOM | ACT_COST | EFF |  | Input | Input | Input | Output | Output | Output | Output | COST | CUM | ENV_ACT~H2OC | ENV_ACT~H2OW | ENV_ACT~H2OCE | ENV_ACT~H2OWE
*New Advanced Nuclear Technologies
* R1,R2,R3,R4,R5,R6,R7,R8,R9 | EURNBPBMR | Pebble-Bed Modular Reactor (PBMR) | PJ, GW | URNB | ELC | 2020 | 60 | 31.356 | 1 | 0.95 | 1408.8793 | 0.44 | 0.95 |  | 0.78272 |  |  |  | 0.36169
* |  |  |  |  | USPTB | [17 empty] | 0.36169
* R1,R2,R3,R4,R5,R6,R7,R8,R9 | EURNCGTMHR | Gas Turbine - Modular Helium Reactor (GT-MHR) | PJ, GW | URNC | ELC | 2020 | 60 | 31.356 | 1 | 0.9 | 1264.6101 | 0.44 | 0.9 | 29.8481 | 0.20038 |  |  |  | 0.21527
* |  |  |  |  | USPTC | [17 empty] | 0.21527

## TechData_NonCoalResid
TechData | _GLOBAL,R0,R1,R2,R3,R4,R5,R6 | [51 empty] | * | *
~FI_T
Region | TechName | *TechDesc | *Units | CommIN | CommOUT | *NCAP_DRATE | EFF | *Input | Output | NCAP_START | NCAP_TLIFE | PRC_CAPACT | NCAP_FOM | ACT_COST | PRC_RESID~2010 | PRC_RESID~2015 | PRC_RESID~2020 | PRC_RESID~2025 | PRC_RESID~2030 | PRC_RESID~2035 | PRC_RESID~2040 | PRC_RESID~2045 | PRC_RESID~2050 | PRC_RESID~2055 | NCAP_COST | Peak | NCAP_AF | NCAP_AFA~LO~2010 | NCAP_AFA~LO~2015 | NCAP_AFA~LO~2020 | NCAP_AFA~LO~2025 | NCAP_AFA~LO~2030 | NCAP_AFA~UP~2010 | NCAP_AFA~UP~2015 | NCAP_AFA~UP~2020 | NCAP_AFA~UP~2025 | ACT_BND~FX~2010 | ACT_BND~FX~2015 | ACT_BND~FX~2020 | ACT_BND~FX~2025 | ACT_BND~FX~2030 | ACT_BND~FX~2035 | ACT_BND~FX~2040 | ACT_BND~FX~2045 | ACT_BND~FX~2050 | ACT_BND~FX~2055 | *Input | *Output | *Input | *Output~MAT | *Input~Energy | *OUT(ELC)_TID | *Average start | *Early start | NCAP_BND~UP | NCAP_BND~UP~2010 | NCAP_BND~UP~2015 | NCAP_BND~UP~2020 | NCAP_BND~UP~2025 | NCAP_BND~UP~2030 | NCAP_BND~UP~2035 | NCAP_BND~UP~2040 | NCAP_BND~UP~2045 | NCAP_BND~UP~2050 | NCAP_BND~UP~2055 | ENV_ACT~H2OC | ENV_ACT~H2OW | ENV_ACT~H2OCE | ENV_ACT~H2OWE
*R1 Conversion Tech RESIDS
*R1 | ERFLSTMR | Oil Steam (Resid Fuel Oil LS) | PJ, GW | ELCRFLEA | ELC |  | 0.39287 |  |  | 2010 | 50 | 31.536 | 24.6982 | 1.811 | 3.542 | 2.872 | 1.4168 | [8 empty] | 0.95 | 0.85 | [9 empty] | 3.542 | 2.872 | 1.4168 | [11 empty] | 2.5454 | 1 | 1968.7676 | 1960 | [11 empty] | 130.8334 | 147.5 | 130.8334 | 147.5
R1 | ENGASTMRR | Natural Gas Steam; Recirculating Cooling | PJ, GW | ELCNGSEA | ELC |  | 0.41915 |  |  | 2010 | 50 | 31.536 | 14.706 | 2.3392 | 0 | 0 | [9 empty] | 0.95 | 0.85 | [9 empty] | 0 | 0 | 0 | [11 empty] | 2.3858 | 1 | 1968.0483 | 1960 | [11 empty] | 229.4445 | 334.1668 | 229.4445 | 334.1668
R1 | ENGASTMRO | Natural Gas Steam; Open Loop Cooling | PJ, GW | ELCNGSEA | ELC |  | 0.41915 |  |  | 2010 | 50 | 31.536 | 14.706 | 2.3392 | 3.77 | 3.521 | 0.9425 | [8 empty] | 0.95 | 0.85 | [23 empty] | 2.3858 | 1 | 1968.0483 | 1960 | [11 empty] | 66.6667 | 9722.2249 | 66.6667 | 9722.2249
* | EDSLCTR | Diesel Oil Combustion Turbine | PJ, GW | ELCDSLEA | ELC |  | 0.31621 |  |  | 2010 | 50 | 31.536 | 7.7387 | 10.3698 | 2.0747 | 1.7883 | 1.0374 | 0.69157 | 0.34578 | [6 empty] | 0.95 | 0.9 | [9 empty] | 2.0747 | 1.7883 | 1.0374 | [11 empty] | 3.1624 | 1 | 1971.1688 | 1960
R1 | ENGACTR | Natural Gas Combustion Turbine | PJ, GW | ELCNGAEA | ELC |  | 0.33257 |  |  | 2010 | 50 | 31.536 | 4.8151 | 10.0753 | 1.1404 | 3.1403 | 2.5122 | 1.8842 | 1.2561 | 0.62806 | [5 empty] | 0.95 | 0.9 | [23 empty] | 3.0069 | 1 | 1986.9312 | 1960
* | EDSLCCR | Diesel Oil Combined-Cycle | PJ, GW | ELCDSLEA | ELC |  | 0.45669 |  |  | 2010 | 50 | 31.536 | 3.72 | 1.47 | 0.056 | 0.088 | 0.088 | 0.088 | 0.073333 | 0.048889 | [5 empty] | 0.95 | 0.9 | [9 empty] | 0.056 | 0.088 | 0.088 | [11 empty] | 2.1897 | 1 | 1981 | 1960 | [11 empty] | 55 | 70.2778 | 55 | 70.2778
R1 | ENGACCRR | Natural Gas Combined-Cycle; Recirculating Cooling | PJ, GW | ELCNGCEA | ELC |  | 0.45343 |  |  | 2010 | 50 | 31.536 | 3.605 | 1.416 | 4.5288 | 4.5288 | 4.5288 | 3.774 | 3.0192 | 2.2644 | 1.5096 | 0.7548 |  |  |  | 0.95 | 0.9 | [23 empty] | 2.2054 | 1 | 1992.3597 | 1960 |  |  | 0 | 0 | 0 | 0 | 0 | 0 | 0 | 0 | 0 | 55 | 70.2778 | 55 | 70.2778
R1 | ENGACCRO | Natural Gas Combined-Cycle; Open Loop Cooling | PJ, GW | ELCNGCEA | ELC |  | 0.45343 |  |  | 2010 | 50 | 31.536 | 3.605 | 1.416 | 0.4091 | 0.4091 | 0.4091 | 0.34092 | 0.27273 | 0.20455 | 0.13637 | 0.068183 |  |  |  | 0.95 | 0.9 | [23 empty] | 2.2054 | 1 | 1992.3597 | 1960 |  |  | 0 | 0 | 0 | 0 | 0 | 0 | 0 | 0 | 0 | 27.7778 | 3161.112 | 27.7778 | 3161.112
R1 | ENGACCRD | Natural Gas Combined-Cycle; Dry Cooling | PJ, GW | ELCNGCEA | ELC |  | 0.45343 |  |  | 2010 | 50 | 31.536 | 3.605 | 1.416 | 1.1856 | 1.023 | 0.8525 | 0.682 | 0.5115 | 0.341 | 0.1705 |  |  |  |  | 0.95 | 0.9 | [23 empty] | 2.2054 | 1 | 1992.3597 | 1960 |  |  | 0 | 0 | 0 | 0 | 0 | 0 | 0 | 0 | 0 | 0.55556 | 0.55556 | 0.55556 | 0.55556
R1 | EURNALWRR | Pre-Existing Nuclear LWRs; Recirculating Cooling | PJ, GW | URNA |  | 0.1 | 1.4265 | 0.701 |  | 2010 | 40 | 31.536 | 90.3666 | 0.51966 | 2.1643 | 2.0637 | 2.0637 | 2.0637 | 2.0637 | 2.0637 | 2.0637 | 2.0637 | 2.0637 | 0.63 | 451.1609 | 0.95 | 0.9 | [24 empty] | 1 | 1981.0721 | 1981.0721 |  | 0 | 0 | 0 | [7 empty] | 186.6667 | 305.8334 | 186.6667 | 305.8334
R1 |  |  |  |  | ELC
R1 |  |  |  |  | USPTA |  |  |  | 0.701
R1 | EURNALWRO | Pre-Existing Nuclear LWRs; Open Loop Cooling | PJ, GW | URNA |  | 0.1 | 1.4265 | 0.701 |  | 2010 | 40 | 31.536 | 90.3666 | 0.51966 | 4.2967 | 3.7317 | 3.5606 | 1.5236 | 1.5236 | 1.5236 | 1.5236 | 1.5236 | 1.5236 | 0 | 451.1609 | 0.95 | 0.9 | [21 empty] | 0.701 |  |  | 1 | 1981.0721 | 1981.0721 |  | 0 | 0 | [8 empty] | 74.7222 | 12319.4479 | 74.7222 | 12319.4479
R1 |  |  |  |  | ELC
R1 |  |  |  |  | USPTA |  |  |  | 0.701
*R2 Conversion Tech RESIDS
* | ERFLSTMR | Oil Steam (Resid Fuel Oil LS) | PJ, GW | ELCRFLEA | ELC |  | 0.39287 |  |  | 2010 | 50 | 31.536 | 24.6982 | 1.811 | 0 | 0 | [9 empty] | 0.95 | 0.85 | 0.33144 | 0.26704 | 0.35877 | 0.35877 | 0 | 0.33144 | 0.26704 | 0.35877 | 0.35877 | 0 | 0 | 0 | 0 | 0 | 0 | 0 | 0 | 0 | 0 |  |  |  |  | 2.5454 | 1 | 1968.7676 | 1961.4071 | 0 | [10 empty] | 130.8334 | 147.5 | 130.8334 | 147.5
R2 | ENGASTMRR | Natural Gas Steam; Recirculating Cooling | PJ, GW | ELCNGSEA | ELC |  | 0.41915 |  |  | 2010 | 50 | 31.536 | 14.706 | 2.3392 | 0.012 | 0.009 | [9 empty] | 0.95 | 0.85 | 0.33144 | 0.26704 | 0.35877 | 0.35877 | 0 | 0.33144 | 0.26704 | 0.35877 | 0.35877 | 0.012 | 0.009 | 0 | 0 | 0 | 0 | 0 | 0 | 0 | 0 |  |  |  |  | 2.3858 | 1 | 1960.468 | 1960.468 | 0 | [10 empty] | 229.4445 | 334.1668 | 229.4445 | 334.1668
R2 | ENGASTMRO | Natural Gas Steam; Open Loop Cooling | PJ, GW | ELCNGSEA | ELC |  | 0.41915 |  |  | 2010 | 50 | 31.536 | 14.706 | 2.3392 | 0 | 0 | [9 empty] | 0.95 | 0.85 | 0.33144 | 0.26704 | 0.35877 | 0.35877 | 0 | 0.33144 | 0.26704 | 0.35877 | 0.35877 | 0 | 0 | 0 | 0 | 0 | 0 | 0 | 0 | 0 | 0 |  |  |  |  | 2.3858 | 1 | 1960.468 | 1960.468 | 0 | [10 empty] | 66.6667 | 9722.2249 | 66.6667 | 9722.2249
* | EDSLCTR | Diesel Oil Combustion Turbine | PJ, GW | ELCDSLEA | ELC |  | 0.31621 |  |  | 2010 | 50 | 31.536 | 7.7387 | 10.3698 | 0.326 | 0.2388 | 0.1956 | 0.1304 | 0.0652 | [6 empty] | 0.95 | 0.9 | 0.33144 | 0.26704 | 0.35877 | 0.35877 | 0 | 0.33144 | 0.26704 | 0.35877 | 0.35877 | 0.326 | 0.2388 | 0.1956 | 0.1304 | 0.0652 | 0 | 0 | 0 | 0 | 0 |  |  |  |  | 3.1624 | 1 | 1971.7889 | 1971.7889 | 0
R2 | ENGACTR | Natural Gas Combustion Turbine | PJ, GW | ELCNGAEA | ELC |  | 0.33257 |  |  | 2010 | 50 | 31.536 | 4.8151 | 10.0753 | 0.8964 | 0.7176 | 0.57408 | 0.43056 | 0.28704 | 0.14352 | [5 empty] | 0.95 | 0.9 | 0.33144 | 0.26704 | 0.35877 | 0.35877 | 0 | 0.33144 | 0.26704 | 0.35877 | 0.35877 | 0.8964 | 0.7176 | 0.57408 | 0.43056 | 0.28704 | 0.14352 | 0 | 0 | 0 | 0 |  |  |  |  | 3.0069 | 1 | 1978.8081 | 1978.8081 | 0
* | EDSLCCR | Diesel Oil Combined-Cycle | PJ, GW | ELCDSLEA | ELC |  | 0.45669 |  |  | 2010 | 50 | 31.536 | 3.72 | 1.47 | 0 | 0 | [9 empty] | 0.95 | 0.9 | 0.33144 | 0.26704 | 0.35877 | 0.35877 | 0 | 0.33144 | 0.26704 | 0.35877 | 0.35877 | 0 | 0 | 0 | 0 | 0 | 0 | 0 | 0 | 0 | 0 |  |  |  |  | 2.1897 | 1 | 1994 | 1994 | 0 | [10 empty] | 55 | 70.2778 | 55 | 70.2778
R2 | ENGACCRR | Natural Gas Combined-Cycle; Recirculating Cooling | PJ, GW | ELCNGCEA | ELC |  | 0.45343 |  |  | 2010 | 50 | 31.536 | 3.605 | 1.416 | 0 | 0 | [9 empty] | 0.95 | 0.9 | 0.33144 | 0.26704 | 0.35877 | 0.35877 | 0 | 0.33144 | 0.26704 | 0.35877 | 0.35877 | 0 | 0 | 0 | 0 | 0 | 0 | 0 | 0 | 0 | 0 |  |  |  |  | 2.2054 | 1 | 1984.0168 | 1984.0168 | 0 | [10 empty] | 55 | 70.2778 | 55 | 70.2778
R2 | ENGACCRO | Natural Gas Combined-Cycle; Open Loop Cooling | PJ, GW | ELCNGCEA | ELC |  | 0.45343 |  |  | 2010 | 50 | 31.536 | 3.605 | 1.416 | 0 | 0 | [9 empty] | 0.95 | 0.9 | 0.33144 | 0.26704 | 0.35877 | 0.35877 | 0 | 0.33144 | 0.26704 | 0.35877 | 0.35877 | 0 | 0 | 0 | 0 | 0 | 0 | 0 | 0 | 0 | 0 |  |  |  |  | 2.2054 | 1 | 1984.0168 | 1984.0168 | 0 | [10 empty] | 27.7778 | 3161.112 | 27.7778 | 3161.112
R2 | ENGACCRD | Natural Gas Combined-Cycle; Dry Cooling | PJ, GW | ELCNGCEA | ELC |  | 0.45343 |  |  | 2010 | 50 | 31.536 | 3.605 | 1.416 | 0 | 0 | [9 empty] | 0.95 | 0.9 | 0.33144 | 0.26704 | 0.35877 | 0.35877 | 0 | 0.33144 | 0.26704 | 0.35877 | 0.35877 | 0 | 0 | 0 | 0 | 0 | 0 | 0 | 0 | 0 | 0 |  |  |  |  | 2.2054 | 1 | 1984.0168 | 1984.0168 | 0 | [10 empty] | 0.55556 | 0.55556 | 0.55556 | 0.55556
* | EURNALWRR | Pre-Existing Nuclear LWRs; Recirculating Cooling | PJ, GW | URNA |  | 0.1 | 1.4265 | 0.701 |  | 2010 | 40 | 31.536 | 90.3666 | 0.51966 | [10 empty] | 451.1609 | 0.95 | 0.9 | 0.33144 | 0.26704 | 0.35877 | 0.35877 | 0 | 0.33144 | 0.26704 | 0.35877 | 0.35877 | 0 | 0 | 0 | 0 | 0 | 0 | 0 | 0 | 0 | 0 |  |  | 0.701 |  |  | 1 | 1978.4271 | 1978.4271 | [11 empty] | 186.6667 | 305.8334 | 186.6667 | 305.8334
* |  |  |  |  | ELC
* |  |  |  |  | USPTA |  |  |  | 0.701 | [40 empty] | 0.701
* | EURNALWRO | Pre-Existing Nuclear LWRs; Open Loop Cooling | PJ, GW | URNA |  | 0.1 | 1.4265 | 0.701 |  | 2010 | 40 | 31.536 | 90.3666 | 0.51966 | [10 empty] | 451.1609 | 0.95 | 0.9 | 0.33144 | 0.26704 | 0.35877 | 0.35877 | 0 | 0.33144 | 0.26704 | 0.35877 | 0.35877 | 0 | 0 | 0 | 0 | 0 | 0 | 0 | 0 | 0 | 0 |  |  | 0.701 |  |  | 1 | 1978.4271 | 1978.4271 | [11 empty] | 74.7222 | 12319.4479 | 74.7222 | 12319.4479
* |  |  |  |  | ELC
* |  |  |  |  | USPTA |  |  |  | 0.701 | [40 empty] | 0.701
R2 | ENGACTRB | Natural Gas Combustion Turbine Bayonne Center | PJ, GW | ELCNGCEA | ELC |  | 0.34507 |  |  | 2010 | 50 | 31.536 | 4.8151 | 10.0753 | 0 | 0.644 | 0.644 | 0.644 | 0.644 | 0.644 | 0.644 | 0.644 | 0.644 | 0.644 |  | 0.95 |  | 0.20615 | 0.20615 | 0.20615 | 0.20615 | 0 | 0.20615 | 0.20615 | 0.20615 | 0.20615 | [14 empty] | 3370.379 | 1163 | 2012
*R3 Conversion Tech RESIDS
* | ERFLSTMR | Oil Steam (Resid Fuel Oil LS) | PJ, GW | ELCRFLEA | ELC |  | 0.39287 |  |  | 2010 | 50 | 31.536 | 24.6982 | 1.811 | 0 | 0 | [9 empty] | 0.95 | 0.85 | 0.33144 | 0.26704 | 0.35877 | 0.35877 | 0 | 0.33144 | 0.26704 | 0.35877 | 0.35877 | 0 | 0 | 0 | 0 | 0 | 0 | 0 | 0 | 0 | 0 |  |  |  |  | 2.5454 | 1 | 1966.364 | 1966.364 | 0 | [10 empty] | 130.8334 | 147.5 | 130.8334 | 147.5
R3 | ENGASTMRR | Natural Gas Steam; Recirculating Cooling | PJ, GW | ELCNGSEA | ELC |  | 0.41915 |  |  | 2010 | 50 | 31.536 | 14.706 | 2.3392 | 0 | 0 | [9 empty] | 0.95 | 0.85 | 0.33144 | 0.26704 | 0.35877 | 0.35877 | 0 | 0.33144 | 0.26704 | 0.35877 | 0.35877 | 0 | 0 | 0 | 0 | 0 | 0 | 0 | 0 | 0 | 0 |  |  |  |  | 2.3858 | 1 | 1963.25 | 1963.25 | 0 | [10 empty] | 229.4445 | 334.1668 | 229.4445 | 334.1668
R3 | ENGASTMRO | Natural Gas Steam; Open Loop Cooling | PJ, GW | ELCNGSEA | ELC |  | 0.41915 |  |  | 2010 | 50 | 31.536 | 14.706 | 2.3392 | 0 | 0 | [9 empty] | 0.95 | 0.85 | 0.33144 | 0.26704 | 0.35877 | 0.35877 | 0 | 0.33144 | 0.26704 | 0.35877 | 0.35877 | 0 | 0 | 0 | 0 | 0 | 0 | 0 | 0 | 0 | 0 |  |  |  |  | 2.3858 | 1 | 1963.25 | 1963.25 | 0 | [10 empty] | 66.6667 | 9722.2249 | 66.6667 | 9722.2249
* | EDSLCTR | Diesel Oil Combustion Turbine | PJ, GW | ELCDSLEA | ELC |  | 0.31621 |  |  | 2010 | 50 | 31.536 | 7.7387 | 10.3698 | 0.0017 | 0.0138 | 0.01035 | 0.0069 | 0.00345 | [6 empty] | 0.95 | 0.9 | 0.33144 | 0.26704 | 0.35877 | 0.35877 | 0 | 0.33144 | 0.26704 | 0.35877 | 0.35877 | 0.0017 | 0.0138 | 0.01035 | 0.0069 | 0.00345 | 0 | 0 | 0 | 0 | 0 |  |  |  |  | 3.1624 | 1 | 1974.2997 | 1974.2997 | 0
R3 | ENGACTR | Natural Gas Combustion Turbine | PJ, GW | ELCNGAEA | ELC |  | 0.33257 |  |  | 2010 | 50 | 31.536 | 4.8151 | 10.0753 | 0.1999 | 0.1636 | 0.13088 | 0.09816 | 0.06544 | 0.03272 | [5 empty] | 0.95 | 0.9 | 0.33144 | 0.26704 | 0.35877 | 0.35877 | 0 | 0.33144 | 0.26704 | 0.35877 | 0.35877 | 0.1999 | 0.1636 | 0.13088 | 0.09816 | 0.06544 | 0.03272 | 0 | 0 | 0 | 0 |  |  |  |  | 3.0069 | 1 | 1990.477 | 1990.477 | 0
* | EDSLCCR | Diesel Oil Combined-Cycle | PJ, GW | ELCDSLEA | ELC |  | 0 |  |  |  | 50 |  | 3.72 | 1.47 | 0 | 0 | [9 empty] | 0.95 | 0.9 | 0.33144 | 0.26704 | 0.35877 | 0.35877 | 0 | 0.33144 | 0.26704 | 0.35877 | 0.35877 | 0 | 0 | 0 | 0 | 0 | 0 | 0 | 0 | 0 | 0 |  |  |  |  | 2.1897 |  |  |  | 0 | [10 empty] | 55 | 70.2778 | 55 | 70.2778
R3 | ENGACCRR | Natural Gas Combined-Cycle; Recirculating Cooling | PJ, GW | ELCNGCEA | ELC |  | 0.45343 |  |  | 2010 | 50 | 31.536 | 3.605 | 1.416 | 0.016 | 0.0111 | 0.00925 | 0.0074 | 0.00555 | 0.0037 | 0.00185 |  |  |  |  | 0.95 | 0.9 | 0.33144 | 0.26704 | 0.35877 | 0.35877 | 0 | 0.33144 | 0.26704 | 0.35877 | 0.35877 | 0.016 | 0.0111 | 0.00925 | 0.0074 | 0.00555 | 0.0037 | 0.00185 | 0 | 0 | 0 |  |  |  |  | 2.2054 | 1 | 1955.2678 | 1955.2678 | 0 | [10 empty] | 55 | 70.2778 | 55 | 70.2778
R3 | ENGACCRO | Natural Gas Combined-Cycle; Open Loop Cooling | PJ, GW | ELCNGCEA | ELC |  | 0.45343 |  |  | 2010 | 50 | 31.536 | 3.605 | 1.416 | 0 | 0 | [9 empty] | 0.95 | 0.9 | 0.33144 | 0.26704 | 0.35877 | 0.35877 | 0 | 0.33144 | 0.26704 | 0.35877 | 0.35877 | 0 | 0 | 0 | 0 | 0 | 0 | 0 | 0 | 0 | 0 |  |  |  |  | 2.2054 | 1 | 1955.2678 | 1955.2678 | 0 | [10 empty] | 27.7778 | 3161.112 | 27.7778 | 3161.112
R3 | ENGACCRD | Natural Gas Combined-Cycle; Dry Cooling | PJ, GW | ELCNGCEA | ELC |  | 0.45343 |  |  | 2010 | 50 | 31.536 | 3.605 | 1.416 | 0 | 0 | [9 empty] | 0.95 | 0.9 | 0.33144 | 0.26704 | 0.35877 | 0.35877 | 0 | 0.33144 | 0.26704 | 0.35877 | 0.35877 | 0 | 0 | 0 | 0 | 0 | 0 | 0 | 0 | 0 | 0 |  |  |  |  | 2.2054 | 1 | 1955.2678 | 1955.2678 | 0 | [10 empty] | 0.55556 | 0.55556 | 0.55556 | 0.55556
* | EURNALWRR | Pre-Existing Nuclear LWRs; Recirculating Cooling | PJ, GW | URNA |  | 0.1 | 1.4265 | 0.701 |  | 2010 | 40 | 31.536 | 90.3666 | 0.51966 | [10 empty] | 451.1609 | 0.95 | 0.9 | 0.33144 | 0.26704 | 0.35877 | 0.35877 | 0 | 0.33144 | 0.26704 | 0.35877 | 0.35877 | 0 | 0 | 0 | 0 | 0 | 0 | 0 | 0 | 0 | 0 |  |  | 0.701 |  |  | 1 | 1981.2292 | 1981.2292 | [11 empty] | 186.6667 | 305.8334 | 186.6667 | 305.8334
* |  |  |  |  | ELC
* |  |  |  |  | USPTA |  |  |  | 0.701 | [40 empty] | 0.701
* | EURNALWRO | Pre-Existing Nuclear LWRs; Open Loop Cooling | PJ, GW | URNA |  | 0.1 | 1.4265 | 0.701 |  | 2010 | 40 | 31.536 | 90.3666 | 0.51966 | [10 empty] | 451.1609 | 0.95 | 0.9 | 0.33144 | 0.26704 | 0.35877 | 0.35877 | 0 | 0.33144 | 0.26704 | 0.35877 | 0.35877 | 0 | 0 | 0 | 0 | 0 | 0 | 0 | 0 | 0 | 0 |  |  | 0.701 |  |  | 1 | 1981.2292 | 1981.2292 | [11 empty] | 74.7222 | 12319.4479 | 74.7222 | 12319.4479
* |  |  |  |  | ELC
* |  |  |  |  | USPTA |  |  |  | 0.701 | [40 empty] | 0.701
*R4 Conversion Tech RESIDS
* | ERFLSTMR | Oil Steam (Resid Fuel Oil LS) | PJ, GW | ELCRFLEA | ELC |  | 0.39287 |  |  | 2010 | 50 | 31.536 | 24.6982 | 1.811 | 0 | 0 | 0 | [8 empty] | 0.95 | 0.85 | 0.33144 | 0.26704 | 0.35877 | 0.35877 | 0 | 0.33144 | 0.26704 | 0.35877 | 0.35877 | 0 | 0 | 0 | 0 | 0 | 0 | 0 | 0 | 0 | 0 |  |  |  |  | 2.5454 | 1 | 1937 | 1937 | 0 | [10 empty] | 130.8334 | 147.5 | 130.8334 | 147.5
R4 | ENGASTMRR | Natural Gas Steam; Recirculating Cooling | PJ, GW | ELCNGSEA | ELC |  | 0.41915 |  |  | 2010 | 50 | 31.536 | 14.706 | 2.3392 | 0 | 0 | [9 empty] | 0.95 | 0.85 | 0.33144 | 0.26704 | 0.35877 | 0.35877 | 0 | 0.33144 | 0.26704 | 0.35877 | 0.35877 | 0 | 0 | 0 | 0 | 0 | 0 | 0 | 0 | 0 | 0 |  |  |  |  | 2.3858 | 1 | 1960.5468 | 1960.5468 | 0 | [10 empty] | 229.4445 | 334.1668 | 229.4445 | 334.1668
R4 | ENGASTMRO | Natural Gas Steam; Open Loop Cooling | PJ, GW | ELCNGSEA | ELC |  | 0.41915 |  |  | 2010 | 50 | 31.536 | 14.706 | 2.3392 | 0 | 0 | [9 empty] | 0.95 | 0.85 | 0.33144 | 0.26704 | 0.35877 | 0.35877 | 0 | 0.33144 | 0.26704 | 0.35877 | 0.35877 | 0 | 0 | 0 | 0 | 0 | 0 | 0 | 0 | 0 | 0 |  |  |  |  | 2.3858 | 1 | 1960.5468 | 1960.5468 | 0 | [10 empty] | 66.6667 | 9722.2249 | 66.6667 | 9722.2249
* | EDSLCTR | Diesel Oil Combustion Turbine | PJ, GW | ELCDSLEA | ELC |  | 0.31621 |  |  | 2010 | 50 | 31.536 | 7.7387 | 10.3698 | 0.0056 | 0.0037333 | 0.0018667 | 0.00062222 | [7 empty] | 0.95 | 0.9 | 0.33144 | 0.26704 | 0.35877 | 0.35877 | 0 | 0.33144 | 0.26704 | 0.35877 | 0.35877 | 0.0056 | 0.0037333 | 0.0018667 | 0.00062222 | 0 | 0 | 0 | 0 | 0 | 0 |  |  |  |  | 3.1624 | 1 | 1977.6282 | 1977.6282 | 0
R4 | ENGACTR | Natural Gas Combustion Turbine | PJ, GW | ELCNGAEA | ELC |  | 0.33257 |  |  | 2010 | 50 | 31.536 | 4.8151 | 10.0753 | 0.0109 | 0 | 0 | 0 | 0 | 0 | [5 empty] | 0.95 | 0.9 | 0.33144 | 0.26704 | 0.35877 | 0.35877 | 0 | 0.33144 | 0.26704 | 0.35877 | 0.35877 | 0.0109 | 0 | 0 | 0 | 0 | 0 | 0 | 0 | 0 | 0 |  |  |  |  | 3.0069 | 1 | 1982.8486 | 1982.8486 | 0
* | EDSLCCR | Diesel Oil Combined-Cycle | PJ, GW | ELCDSLEA | ELC |  | 0 |  |  |  | 50 |  | 3.72 | 1.47 | 0 | 0 | [9 empty] | 0.95 | 0.9 | 0.33144 | 0.26704 | 0.35877 | 0.35877 | 0 | 0.33144 | 0.26704 | 0.35877 | 0.35877 | 0 | 0 | 0 | 0 | 0 | 0 | 0 | 0 | 0 | 0 |  |  |  |  | 2.1897 |  |  |  | 0 | [10 empty] | 55 | 70.2778 | 55 | 70.2778
R4 | ENGACCRR | Natural Gas Combined-Cycle; Recirculating Cooling | PJ, GW | ELCNGCEA | ELC |  | 0.45343 |  |  | 2010 | 50 | 31.536 | 3.605 | 1.416 | 0.0134 | 0.011167 | 0.011167 | 0.0089333 | 0.0067 | 0.0044667 | 0.0022333 |  |  |  |  | 0.95 | 0.9 | 0.33144 | 0.26704 | 0.35877 | 0.35877 | 0 | 0.33144 | 0.26704 | 0.35877 | 0.35877 | 0.0134 | 0.011167 | 0.011167 | 0.0089333 | 0.0067 | 0.0044667 | 0.0022333 | 0 | 0 | 0 |  |  |  |  | 2.2054 | 1 | 1989.6017 | 1989.6017 | 0 | [10 empty] | 55 | 70.2778 | 55 | 70.2778
R4 | ENGACCRO | Natural Gas Combined-Cycle; Open Loop Cooling | PJ, GW | ELCNGCEA | ELC |  | 0.45343 |  |  | 2010 | 50 | 31.536 | 3.605 | 1.416 | 0 | 0 | [9 empty] | 0.95 | 0.9 | 0.33144 | 0.26704 | 0.35877 | 0.35877 | 0 | 0.33144 | 0.26704 | 0.35877 | 0.35877 | 0 | 0 | 0 | 0 | 0 | 0 | 0 | 0 | 0 | 0 |  |  |  |  | 2.2054 | 1 | 1989.6017 | 1989.6017 | 0 | [10 empty] | 27.7778 | 3161.112 | 27.7778 | 3161.112
R4 | ENGACCRD | Natural Gas Combined-Cycle; Dry Cooling | PJ, GW | ELCNGCEA | ELC |  | 0.45343 |  |  | 2010 | 50 | 31.536 | 3.605 | 1.416 | 0 | 0 | [9 empty] | 0.95 | 0.9 | 0.33144 | 0.26704 | 0.35877 | 0.35877 | 0 | 0.33144 | 0.26704 | 0.35877 | 0.35877 | 0 | 0 | 0 | 0 | 0 | 0 | 0 | 0 | 0 | 0 |  |  |  |  | 2.2054 | 1 | 1989.6017 | 1989.6017 | 0 | [10 empty] | 0.55556 | 0.55556 | 0.55556 | 0.55556
* | EURNALWRR | Pre-Existing Nuclear LWRs; Recirculating Cooling | PJ, GW | URNA |  | 0.1 | 1.4265 | 0.701 |  | 2010 | 40 | 31.536 | 90.3666 | 0.51966 | [10 empty] | 451.1609 | 0.95 | 0.9 | 0.33144 | 0.26704 | 0.35877 | 0.35877 | 0 | 0.33144 | 0.26704 | 0.35877 | 0.35877 | 0 | 0 | 0 | 0 | 0 | 0 | 0 | 0 | 0 | 0 |  |  | 0.701 |  |  | 1 | 1977.9754 | 1977.9754 | [11 empty] | 186.6667 | 305.8334 | 186.6667 | 305.8334
* |  |  |  |  | ELC
* |  |  |  |  | USPTA |  |  |  | 0.701 | [40 empty] | 0.701
* | EURNALWRO | Pre-Existing Nuclear LWRs; Open Loop Cooling | PJ, GW | URNA |  | 0.1 | 1.4265 | 0.701 |  | 2010 | 40 | 31.536 | 90.3666 | 0.51966 | [10 empty] | 451.1609 | 0.95 | 0.9 | 0.33144 | 0.26704 | 0.35877 | 0.35877 | 0 | 0.33144 | 0.26704 | 0.35877 | 0.35877 | 0 | 0 | 0 | 0 | 0 | 0 | 0 | 0 | 0 | 0 |  |  | 0.701 |  |  | 1 | 1977.9754 | 1977.9754 | [11 empty] | 74.7222 | 12319.4479 | 74.7222 | 12319.4479
* |  |  |  |  | ELC
* |  |  |  |  | USPTA |  |  |  | 0.701 | [40 empty] | 0.701
*R5 Conversion Tech RESIDS
* | ERFLSTMR | Oil Steam (Resid Fuel Oil LS) | PJ, GW | ELCRFLEA | ELC |  | 0.39287 |  |  | 2010 | 50 | 31.536 | 24.6982 | 1.811 | 0 | 0 | [9 empty] | 0.95 | 0.85 | 0.33144 | 0.26704 | 0.35877 | 0.35877 | 0 | 0.33144 | 0.26704 | 0.35877 | 0.35877 | 0 | 0 | 0 | 0 | 0 | 0 | 0 | 0 | 0 | 0 |  |  |  |  | 2.5454 | 1 | 1968.7507 | 1968.7507 | 0 | [10 empty] | 130.8334 | 147.5 | 130.8334 | 147.5
R5 | ENGASTMRR | Natural Gas Steam; Recirculating Cooling | PJ, GW | ELCNGSEA | ELC |  | 0.41915 |  |  | 2010 | 50 | 31.536 | 14.706 | 2.3392 | 0.8775 | 0.826 | 0.413 | [8 empty] | 0.95 | 0.85 | 0.33144 | 0.26704 | 0.35877 | 0.35877 | 0 | 0.33144 | 0.26704 | 0.35877 | 0.35877 | 0.8775 | 0.826 | 0.413 | 0 | 0 | 0 | 0 | 0 | 0 | 0 |  |  |  |  | 2.3858 | 1 | 1965.4589 | 1965.4589 | 0 | [10 empty] | 229.4445 | 334.1668 | 229.4445 | 334.1668
R5 | ENGASTMRO | Natural Gas Steam; Open Loop Cooling | PJ, GW | ELCNGSEA | ELC |  | 0.41915 |  |  | 2010 | 50 | 31.536 | 14.706 | 2.3392 | 0 | 0 | [9 empty] | 0.95 | 0.85 | 0.33144 | 0.26704 | 0.35877 | 0.35877 | 0 | 0.33144 | 0.26704 | 0.35877 | 0.35877 | 0 | 0 | 0 | 0 | 0 | 0 | 0 | 0 | 0 | 0 |  |  |  |  | 2.3858 | 1 | 1965.4589 | 1965.4589 | 0 | [10 empty] | 66.6667 | 9722.2249 | 66.6667 | 9722.2249
* | EDSLCTR | Diesel Oil Combustion Turbine | PJ, GW | ELCDSLEA | ELC |  | 0.31621 |  |  | 2010 | 50 | 31.536 | 7.7387 | 10.3698 | 0 | 0 | [9 empty] | 0.95 | 0.9 | 0.33144 | 0.26704 | 0.35877 | 0.35877 | 0 | 0.33144 | 0.26704 | 0.35877 | 0.35877 | 0 | 0 | 0 | 0 | 0 | 0 | 0 | 0 | 0 | 0 |  |  |  |  | 3.1624 | 1 | 1977.2363 | 1977.2363 | 0
R5 | ENGACTR | Natural Gas Combustion Turbine | PJ, GW | ELCNGAEA | ELC |  | 0.33257 |  |  | 2010 | 50 | 31.536 | 4.8151 | 10.0753 | 0.065 | 0.054167 | 0.043333 | 0.0325 | 0.021667 | 0.010833 | 0.0086667 |  |  |  |  | 0.95 | 0.9 | 0.33144 | 0.26704 | 0.35877 | 0.35877 | 0 | 0.33144 | 0.26704 | 0.35877 | 0.35877 | 0.065 | 0.054167 | 0.043333 | 0.0325 | 0.021667 | 0.010833 | 0.0086667 | 0 | 0 | 0 |  |  |  |  | 3.0069 | 1 | 1993.1604 | 1993.1604 | 0
* | EDSLCCR | Diesel Oil Combined-Cycle | PJ, GW | ELCDSLEA | ELC |  | 0.45669 |  |  | 2010 | 50 | 31.536 | 3.72 | 1.47 | 0 | 0 | [9 empty] | 0.95 | 0.9 | 0.33144 | 0.26704 | 0.35877 | 0.35877 | 0 | 0.33144 | 0.26704 | 0.35877 | 0.35877 | 0 | 0 | 0 | 0 | 0 | 0 | 0 | 0 | 0 | 0 |  |  |  |  | 2.1897 | 1 | 1954.8391 | 1954.8391 | 0 | [10 empty] | 55 | 70.2778 | 55 | 70.2778
R5 | ENGACCRR | Natural Gas Combined-Cycle; Recirculating Cooling | PJ, GW | ELCNGCEA | ELC |  | 0.45343 |  |  | 2010 | 50 | 31.536 | 3.605 | 1.416 | 0 | 0 | [9 empty] | 0.95 | 0.9 | 0.33144 | 0.26704 | 0.35877 | 0.35877 | 0 | 0.33144 | 0.26704 | 0.35877 | 0.35877 | 0 | 0 | 0 | 0 | 0 | 0 | 0 | 0 | 0 | 0 |  |  |  |  | 2.2054 | 1 | 1983.7358 | 1983.7358 | 0 | [10 empty] | 55 | 70.2778 | 55 | 70.2778
R5 | ENGACCRO | Natural Gas Combined-Cycle; Open Loop Cooling | PJ, GW | ELCNGCEA | ELC |  | 0.45343 |  |  | 2010 | 50 | 31.536 | 3.605 | 1.416 | 0 | 0 | [9 empty] | 0.95 | 0.9 | 0.33144 | 0.26704 | 0.35877 | 0.35877 | 0 | 0.33144 | 0.26704 | 0.35877 | 0.35877 | 0 | 0 | 0 | 0 | 0 | 0 | 0 | 0 | 0 | 0 |  |  |  |  | 2.2054 | 1 | 1983.7358 | 1983.7358 | 0 | [10 empty] | 27.7778 | 3161.112 | 27.7778 | 3161.112
R5 | ENGACCRD | Natural Gas Combined-Cycle; Dry Cooling | PJ, GW | ELCNGCEA | ELC |  | 0.45343 |  |  | 2010 | 50 | 31.536 | 3.605 | 1.416 | 0 | 0 | [9 empty] | 0.95 | 0.9 | 0.33144 | 0.26704 | 0.35877 | 0.35877 | 0 | 0.33144 | 0.26704 | 0.35877 | 0.35877 | 0 | 0 | 0 | 0 | 0 | 0 | 0 | 0 | 0 | 0 |  |  |  |  | 2.2054 | 1 | 1983.7358 | 1983.7358 | 0 | [10 empty] | 0.55556 | 0.55556 | 0.55556 | 0.55556
* | EURNALWRR | Pre-Existing Nuclear LWRs; Recirculating Cooling | PJ, GW | URNA |  | 0.1 | 1.4265 | 0.701 |  | 2010 | 40 | 31.536 | 90.3666 | 0.51966 | [10 empty] | 451.1609 | 0.95 | 0.9 | 0.33144 | 0.26704 | 0.35877 | 0.35877 | 0 | 0.33144 | 0.26704 | 0.35877 | 0.35877 | 0 | 0 | 0 | 0 | 0 | 0 | 0 | 0 | 0 | 0 |  |  | 0.701 |  |  | 1 | 1979.616 | 1979.616 | [11 empty] | 186.6667 | 305.8334 | 186.6667 | 305.8334
* |  |  |  |  | ELC
* |  |  |  |  | USPTA |  |  |  | 0.701 | [27 empty] | 0 | 0 | 0 | 0 | 0 | 0 | 0 | 0 | 0 | 0 |  |  |  | 0.701
* | EURNALWRO | Pre-Existing Nuclear LWRs; Open Loop Cooling | PJ, GW | URNA |  | 0.1 | 1.4265 | 0.701 |  | 2010 | 40 | 31.536 | 90.3666 | 0.51966 | [10 empty] | 451.1609 | 0.95 | 0.9 | 0.33144 | 0.26704 | 0.35877 | 0.35877 | 0 | 0.33144 | 0.26704 | 0.35877 | 0.35877 | [12 empty] | 0.701 |  |  | 1 | 1979.616 | 1979.616 | [11 empty] | 74.7222 | 12319.4479 | 74.7222 | 12319.4479
* |  |  |  |  | ELC
* |  |  |  |  | USPTA |  |  |  | 0.701 | [27 empty] | 0 | 0 | 0 | 0 | 0 | 0 | 0 | 0 | 0 | 0 |  |  |  | 0.701
R4 | ENGACCL | Natural Gas Combined cycle Turbine Linden | PJ, GW | ELCNGCEA | ELC |  | 0.4559 |  |  | 2006 | 50 | 31.536 | 3.605 | 1.416 | 1.355 | 1.355 | 1.355 | 1.355 | 1.355 | 1.355 | 1.355 | 1.355 | 1.355 | 1.355 |  | 0.95 |  | 0.42764 | 0.42764 | 0.42764 | 0.42764 | 0 | 0.42764 | 0.42764 | 0.42764 | 0.42764 | [14 empty] | 11134 | 5076 | 2006
*R6 Conversion Tech RESIDS
* | ERFLSTMR | Oil Steam (Resid Fuel Oil LS) | PJ, GW | ELCRFLEA | ELC |  | 0.39287 |  |  | 2010 | 50 | 31.536 | 24.6982 | 1.811 | 0.763 | 0.628 | 0.2512 | 0.05024 | 0 | 0 | 0 | 0 | 0 | 0 |  | 0.95 | 0.85 | 0.33144 | 0.26704 | 0.35877 | 0.35877 | 0 | 0.33144 | 0.26704 | 0.35877 | 0.35877 | 0.763 | 0.628 | 0.2512 | 0.05024 | 0 | 0 | 0 | 0 | 0 | 0 |  |  |  |  | 2.5454 | 1 | 1947.5345 | 1947.5345 | 0 | [10 empty] | 130.8334 | 147.5 | 130.8334 | 147.5
R6 | ENGASTMRR | Natural Gas Steam; Recirculating Cooling | PJ, GW | ELCNGSEA | ELC |  | 0.41915 |  |  | 2010 | 50 | 31.536 | 14.706 | 2.3392 | 0 | 0 | 0 | [8 empty] | 0.95 | 0.85 | 0.33144 | 0.26704 | 0.35877 | 0.35877 | 0 | 0.33144 | 0.26704 | 0.35877 | 0.35877 | 0 | 0 | 0 | 0 | 0 | 0 | 0 | 0 | 0 | 0 |  |  |  |  | 2.3858 | 1 | 1963.876 | 1963.876 | 0 | [10 empty] | 229.4445 | 334.1668 | 229.4445 | 334.1668
R6 | ENGASTMRO | Natural Gas Steam; Open Loop Cooling | PJ, GW | ELCNGSEA | ELC |  | 0.41915 |  |  | 2010 | 50 | 31.536 | 14.706 | 2.3392 | 0 | 0 | [9 empty] | 0.95 | 0.85 | 0.33144 | 0.26704 | 0.35877 | 0.35877 | 0 | 0.33144 | 0.26704 | 0.35877 | 0.35877 | 0 | 0 | 0 | 0 | 0 | 0 | 0 | 0 | 0 | 0 |  |  |  |  | 2.3858 | 1 | 1963.876 | 1963.876 | 0 | [10 empty] | 66.6667 | 9722.2249 | 66.6667 | 9722.2249
* | EDSLCTR | Diesel Oil Combustion Turbine | PJ, GW | ELCDSLEA | ELC |  | 0.31621 |  |  | 2010 | 50 | 31.536 | 7.7387 | 10.3698 | 0.0016 | 0 | [9 empty] | 0.95 | 0.9 | 0.33144 | 0.26704 | 0.35877 | 0.35877 | 0 | 0.33144 | 0.26704 | 0.35877 | 0.35877 | 0.0016 | 0 | 0 | 0 | 0 | 0 | 0 | 0 | 0 | 0 |  |  |  |  | 3.1624 | 1 | 1980.6887 | 1980.6887 | 0
R6 | ENGACTR | Natural Gas Combustion Turbine | PJ, GW | ELCNGAEA | ELC |  | 0.33257 |  |  | 2010 | 50 | 31.536 | 4.8151 | 10.0753 | 0.6751 | 0.56258 | 0.45007 | 0.33755 | 0.22503 | 0.11252 | 0.090013 |  |  |  |  | 0.95 | 0.9 | 0.33144 | 0.26704 | 0.35877 | 0.35877 | 0 | 0.33144 | 0.26704 | 0.35877 | 0.35877 | 0.6751 | 0.56258 | 0.45007 | 0.33755 | 0.22503 | 0.11252 | 0.090013 | 0 | 0 | 0 |  |  |  |  | 3.0069 | 1 | 1993.9043 | 1993.9043 | 0
* | EDSLCCR | Diesel Oil Combined-Cycle | PJ, GW | ELCDSLEA | ELC |  | 0 |  |  |  | 50 |  | 3.72 | 1.47 | 0 | 0 | [9 empty] | 0.95 | 0.9 | 0.33144 | 0.26704 | 0.35877 | 0.35877 | 0 | 0.33144 | 0.26704 | 0.35877 | 0.35877 | 0 | 0 | 0 | 0 | 0 | 0 | 0 | 0 | 0 | 0 |  |  |  |  | 2.1897 |  |  |  | 0 | [10 empty] | 55 | 70.2778 | 55 | 70.2778
R6 | ENGACCRR | Natural Gas Combined-Cycle; Recirculating Cooling | PJ, GW | ELCNGCEA | ELC |  | 0.45343 |  |  | 2010 | 50 | 31.536 | 3.605 | 1.416 | 1.8192 | 1.676 | 1.3967 | 1.1173 | 0.838 | 0.55867 | 0.27933 |  |  |  |  | 0.95 | 0.9 | 0.33144 | 0.26704 | 0.35877 | 0.35877 | 0 | 0.33144 | 0.26704 | 0.35877 | 0.35877 | 1.8192 | 1.676 | 1.3967 | 1.1173 | 0.838 | 0.55867 | 0.27933 | 0 | 0 | 0 |  |  |  |  | 2.2054 | 1 | 1994.5819 | 1994.5819 | 0 | [10 empty] | 55 | 70.2778 | 55 | 70.2778
R6 | ENGACCRO | Natural Gas Combined-Cycle; Open Loop Cooling | PJ, GW | ELCNGCEA | ELC |  | 0.45343 |  |  | 2010 | 50 | 31.536 | 3.605 | 1.416 | 0 | 0 | [9 empty] | 0.95 | 0.9 | 0.33144 | 0.26704 | 0.35877 | 0.35877 | 0 | 0.33144 | 0.26704 | 0.35877 | 0.35877 | 0 | 0 | 0 | 0 | 0 | 0 | 0 | 0 | 0 | 0 |  |  |  |  | 2.2054 | 1 | 1994.5819 | 1994.5819 | 0 | [10 empty] | 27.7778 | 3161.112 | 27.7778 | 3161.112
R6 | ENGACCRD | Natural Gas Combined-Cycle; Dry Cooling | PJ, GW | ELCNGCEA | ELC |  | 0.45343 |  |  | 2010 | 50 | 31.536 | 3.605 | 1.416 | 0 | 0 | [9 empty] | 0.95 | 0.9 | 0.33144 | 0.26704 | 0.35877 | 0.35877 | 0 | 0.33144 | 0.26704 | 0.35877 | 0.35877 | 0 | 0 | 0 | 0 | 0 | 0 | 0 | 0 | 0 | 0 |  |  |  |  | 2.2054 | 1 | 1994.5819 | 1994.5819 | 0 | [10 empty] | 0.55556 | 0.55556 | 0.55556 | 0.55556
* | EURNALWRR | Pre-Existing Nuclear LWRs; Recirculating Cooling | PJ, GW | URNA |  | 0.1 | 1.4265 | 0.701 |  | 2010 | 40 | 31.536 | 90.3666 | 0.51966 | [10 empty] | 451.1609 | 0.95 | 0.9 | 0.33144 | 0.26704 | 0.35877 | 0.35877 | 0 | 0.33144 | 0.26704 | 0.35877 | 0.35877 | 0 | 0 | 0 | 0 | 0 | 0 | 0 | 0 | 0 | 0 |  |  | 0.701 |  |  | 1 | 1981.086 | 1981.086 | [11 empty] | 186.6667 | 305.8334 | 186.6667 | 305.8334
* |  |  |  |  | ELC
* |  |  |  |  | USPTA |  |  |  | 0.701 | [40 empty] | 0.701
* | EURNALWRO | Pre-Existing Nuclear LWRs; Open Loop Cooling | PJ, GW | URNA |  | 0.1 | 1.4265 | 0.701 |  | 2010 | 40 | 31.536 | 90.3666 | 0.51966 | [10 empty] | 451.1609 | 0.95 | 0.9 | 0.33144 | 0.26704 | 0.35877 | 0.35877 | 0 | 0.33144 | 0.26704 | 0.35877 | 0.35877 | 0 | 0 | 0 | 0 | 0 | 0 | 0 | 0 | 0 | 0 |  |  | 0.701 |  |  | 1 | 1981.086 | 1981.086 | [11 empty] | 74.7222 | 12319.4479 | 74.7222 | 12319.4479
* |  |  |  |  | ELC
* |  |  |  |  | USPTA |  |  |  | 0.701 | [40 empty] | 0.701

## TechData_Emis
[41 empty] | * | [6 empty] | * | [6 empty] | * | [6 empty] | * | [6 empty] | * | [6 empty] | * | [6 empty] | * | [6 empty] | * | [6 empty] | * | [6 empty] | * | [6 empty] | * | [6 empty] | * | [6 empty] | * | [6 empty] | * | [6 empty] | *
~FI_T
Region | TechName | *TechDesc | *Units | CommIN | CommOUT | NCAP_START | NCAP_TLIFE | PRC-CAPACT | NCAP_AF | EFF | ACT_COST | ENV_ACT~NH3 | *ENV_ACT~VOC~2005 | ENV_ACT~VOC~2010 | ENV_ACT~VOC~2015 | ENV_ACT~VOC~2020 | ENV_ACT~VOC~2025 | ENV_ACT~VOC~2030 | ENV_ACT~VOC~2055 | *ENV_ACT~CO~2005 | ENV_ACT~CO~2010 | ENV_ACT~CO~2015 | ENV_ACT~CO~2020 | ENV_ACT~CO~2025 | ENV_ACT~CO~2030 | ENV_ACT~CO~2055 | *ENV_ACT~NOX~2005 | ENV_ACT~NOX~2010 | ENV_ACT~NOX~2015 | ENV_ACT~NOX~2020 | ENV_ACT~NOX~2025 | ENV_ACT~NOX~2030 | ENV_ACT~NOX~2055 | *ENV_ACT~PM10~2005 | ENV_ACT~PM10~2010 | ENV_ACT~PM10~2015 | ENV_ACT~PM10~2020 | ENV_ACT~PM10~2025 | ENV_ACT~PM10~2030 | ENV_ACT~PM10~2055 | *ENV_ACT~PM25~2005 | ENV_ACT~PM25~2010 | ENV_ACT~PM25~2015 | ENV_ACT~PM25~2020 | ENV_ACT~PM25~2025 | ENV_ACT~PM25~2030 | ENV_ACT~PM25~2055 | *ENV_ACT~SO2~2005 | ENV_ACT~SO2~2010 | ENV_ACT~SO2~2015 | ENV_ACT~SO2~2020 | ENV_ACT~SO2~2025 | ENV_ACT~SO2~2030 | ENV_ACT~SO2~2055 | *ENV_ACT~CH4~2005 | ENV_ACT~CH4~2010 | ENV_ACT~CH4~2015 | ENV_ACT~CH4~2020 | ENV_ACT~CH4~2025 | ENV_ACT~CH4~2030 | ENV_ACT~CH4~2055 | *ENV_ACT~N2O~2005 | ENV_ACT~N2O~2010 | ENV_ACT~N2O~2015 | ENV_ACT~N2O~2020 | ENV_ACT~N2O~2025 | ENV_ACT~N2O~2030 | ENV_ACT~N2O~2055 | *ENV_ACT~BC~2005 | ENV_ACT~BC~2010 | ENV_ACT~BC~2015 | ENV_ACT~BC~2020 | ENV_ACT~BC~2025 | ENV_ACT~BC~2030 | ENV_ACT~BC~2055 | *ENV_ACT~CO2~2005 | ENV_ACT~CO2~2010 | ENV_ACT~CO2~2015 | ENV_ACT~CO2~2020 | ENV_ACT~CO2~2025 | ENV_ACT~CO2~2030 | ENV_ACT~CO2~2055 | *ENV_ACT~OC~2005 | ENV_ACT~OC~2010 | ENV_ACT~OC~2015 | ENV_ACT~OC~2020 | ENV_ACT~OC~2025 | ENV_ACT~OC~2030 | ENV_ACT~OC~2055 | *ENV_ACT~CO2E~2005 | ENV_ACT~CO2E~2010 | ENV_ACT~CO2E~2015 | ENV_ACT~CO2E~2020 | ENV_ACT~CO2E~2025 | ENV_ACT~CO2E~2030 | ENV_ACT~CO2E~2055 | *ENV_ACT~NOXE~2005 | ENV_ACT~NOXE~2010 | ENV_ACT~NOXE~2015 | ENV_ACT~NOXE~2020 | ENV_ACT~NOXE~2025 | ENV_ACT~NOXE~2030 | ENV_ACT~NOXE~2055 | *ENV_ACT~SO2E~2005 | ENV_ACT~SO2E~2010 | ENV_ACT~SO2E~2015 | ENV_ACT~SO2E~2020 | ENV_ACT~SO2E~2025 | ENV_ACT~SO2E~2030 | ENV_ACT~SO2E~2055 | *ENV_ACT~PM10E~2005 | ENV_ACT~PM10E~2010 | ENV_ACT~PM10E~2015 | ENV_ACT~PM10E~2020 | ENV_ACT~PM10E~2025 | ENV_ACT~PM10E~2030 | ENV_ACT~PM10E~2055 | *ENV_ACT~CO2EF~2005 | ENV_ACT~CO2EF~2010 | ENV_ACT~CO2EF~2015 | ENV_ACT~CO2EF~2020 | ENV_ACT~CO2EF~2025 | ENV_ACT~CO2EF~2030 | ENV_ACT~CO2EF~2055 | *ENV_ACT~CO2CPP~2005 | ENV_ACT~CO2CPP~2010 | ENV_ACT~CO2CPP~2015 | ENV_ACT~CO2CPP~2020 | ENV_ACT~CO2CPP~2025 | ENV_ACT~CO2CPP~2030 | ENV_ACT~CO2CPP~2055 | *ENV_ACT~CO2EO~2005 | ENV_ACT~CO2EO~2010 | ENV_ACT~CO2EO~2015 | ENV_ACT~CO2EO~2020 | ENV_ACT~CO2EO~2025 | ENV_ACT~CO2EO~2030 | ENV_ACT~CO2EO~2055 | *ENV_ACT~CO2EN~2005 | ENV_ACT~CO2EN~2010 | ENV_ACT~CO2EN~2015 | ENV_ACT~CO2EN~2020 | ENV_ACT~CO2EN~2025 | ENV_ACT~CO2EN~2030 | ENV_ACT~CO2EN~2055 | ENV_ACT~UPCAR~2010 | ENV_ACT~UPCAR~2055 | ENV_ACT~UPCAR~2010 | ENV_ACT~UPCAR~2055 | ENV_ACT~UPMET~2010 | ENV_ACT~UPMET~2055 | ENV_ACT~UPMET~2010 | ENV_ACT~UPMET~2015 | ENV_ACT~UPMET~2020 | ENV_ACT~UPMET~2055 | ENV_ACT~H2OCE | ENV_ACT~H2OWE | OUT(ENC)p
R1,R2,R3,R4,R5,R6 | SEELCDSL | Emissions: DSL to ELC | PJ, PJ/a | ELCDSL | ELCDSLEA | 2010 | 50 | 1 | 1 | 1 |  | 0.0003 | 0.021025 | 0.021025 | 0.00022165 | 0.00022165 | 0.00024032 | 0.00022165 | 0.00022165 | 0.026689 | 0.026689 | 0.012824 | 0.010569 | 0.010058 | 0.009247 | 0.009247 | 0.23018 | 0.23018 | 0.23018 | 0.19901 | 0.2167 | 0.19552 | 0.19552 | 0.033703 | 0.033703 | 0.01458 | 0.014027 | 0.015252 | 0.013736 | 0.013736 | 0.011369 | 0.010939 | 0.005733 | 0.005186 | 0.0055286 | 0.004898 | 0.004898 | 0.044161 | 0.044161 | 0.044161 | 0.033756 | 0.032418 | 0.025189 | 0.025189 | 0.0026775 | 0.0026775 | 0.0026775 | 0.0026775 | 0.0029379 | 0.0026775 | 0.0026775 | 0.0015923 | 0.0012614 | 0.00053298 | 0.00053298 | 0.00058525 | 0.00053298 | 0.00053298 | #REF! | #REF! | 0.0014711 | 0.0010004 | 0.00096499 | 0.00077875 | 0.00077875 | 0.062848 | 0.062848 | 0.062848 | 0.062848 | 0.068995 | 0.062848 | 0.062848 | #REF! | #REF! | #REF! | 0 | #REF! | #REF! | #REF! | 62.8475 | 62.8475 | 62.8475 | 62.8475 | 68.9954 | 62.8475 | 62.8475 | 0.23018 | 0.23018 | 0.23018 | 0.19901 | 0.2167 | 0.19552 | 0.19552 | 0.044161 | 0.044161 | 0.044161 | 0.033756 | 0.032418 | 0.025189 | 0.025189 | 0.033703 | 0.033703 | 0.01458 | 0.014027 | 0.015252 | 0.013736 | 0.013736 | 62.8475 | 62.8475 | 62.8475 | 62.8475 | 68.9954 | 62.8475 | 62.8475 | [21 empty] | 2.2134 | 2.2134 |  |  | 0.0806 | 0.0806
R1,R2,R3,R4,R5,R6 | SEELCDSLEN | Emissions: DSL to ELC, Existing NOX | PJ, PJ/a | ELCDSLPN | ELCDSLEA | 2010 | 55 | 1 | 1 | 1 | [79 empty] | 0 | 0 | 0 | 0 | 0 | 0 | 0 | 0 | 0 | 0 | 0 | 0 | 0 | 0 | 0 | 0 | 0 | 0 | 0 | 0 | 0 | 0 | 0 | 0 | 0 | 0 | 0 | 0 | 0 | 0 | 0 | 0 | 0 | 0 | 0 | [21 empty] | 2.2134 | 2.2134 |  |  | 0.0806 | 0.0806
R1,R2,R3,R4,R5,R6 | SEELCDSLIN | Emissions: DSL to ELC, Improved NOX | PJ, PJ/a | ELCDSLPN | ELCDSLEA | 2010 | 55 | 1 | 1 | 1 | 0.98876 | [78 empty] | 0 | 0 | 0 | 0 | 0 | 0 | 0 | 0 | 0 | 0 | 0 | 0 | 0 | 0 | 0 | 0 | 0 | 0 | 0 | 0 | 0 | 0 | 0 | 0 | 0 | 0 | 0 | 0 | 0 | 0 | 0 | 0 | 0 | 0 | 0 | [21 empty] | 2.2134 | 2.2134 |  |  | 0.0806 | 0.0806 | [6 empty] | 1
R1,R2,R3,R4,R5,R6 | SEELCNGT | Emissions: NGA to ELC (Turbine) | PJ, PJ/a | ELCNGA | ELCNGAEA | 2010 | 50 | 1 | 1 | 1 |  | 0.002 | 0.0035896 | 0.0011357 | 0.00096598 | 0.00096598 | 0.00096598 | 0.00096598 | 0.00096598 | 0.043064 | 0.043064 | 0.01833 | 0.01833 | 0.01833 | 0.01833 | 0.01833 | 0.039194 | 0.031011 | 0.031011 | 0.031011 | 0.031011 | 0.031011 | 0.031011 | 0.0032433 | 0.0032433 | 0.0030358 | 0.0030358 | 0.0030358 | 0.0030358 | 0.0030358 | 0.0032433 | 0.0032433 | 0.0030358 | 0.0030358 | 0.0030358 | 0.0030358 | 0.0030358 | 0.0005727 | 0.0005727 | 0.0005727 | 0.0005727 | 0.0005727 | 0.0005727 | 0.0005727 | 0.0036706 | 0.0036706 | 0.0010932 | 0.0010932 | 0.0010932 | 0.0010932 | 0.0010932 | 0.0012925 | 0.0012925 | 0.00011843 | 0.00011843 | 0.00011843 | 0.00011843 | 0.00011843 | #REF! | #REF! | 0.0019269 | 0.0019269 | 0.0019269 | 0.0019269 | 0.0019269 | 0.055025 | 0.055025 | 0.055025 | 0.055025 | 0.055025 | 0.055025 | 0.055025 | #REF! | #REF! | #REF! | 0 | #REF! | #REF! | #REF! | 55.0248 | 55.0248 | 55.0248 | 55.0248 | 55.0248 | 55.0248 | 55.0248 | 0.039194 | 0.031011 | 0.031011 | 0.031011 | 0.031011 | 0.031011 | 0.031011 | 0.0005727 | 0.0005727 | 0.0005727 | 0.0005727 | 0.0005727 | 0.0005727 | 0.0005727 | 0.0032433 | 0.0032433 | 0.0030358 | 0.0030358 | 0.0030358 | 0.0030358 | 0.0030358 | 55.0248 | 55.0248 | 55.0248 | 55.0248 | 55.0248 | 55.0248 | 55.0248 | [23 empty] | 5.6 | 5.6 |  |  | 0.31976 | 0.31976 | 0.29516 | 0.29516 |  |  | 1
R1,R2,R3,R4,R5,R6 | SEELCNGC | Emissions: NGA to ELC (Combined Cycle) | PJ, PJ/a | ELCNGA | ELCNGCEA | 2010 | 50 | 1 | 1 | 1 |  | 0.002 | 0.0038481 | 0.00024058 | 0.00024058 | 0.00024058 | 0.00024058 | 0.00024058 | 0.00024058 | 0.026774 | 0.01833 | 0.01833 | 0.01833 | 0.01833 | 0.01833 | 0.01833 | 0.014261 | 0.0089086 | 0.0089086 | 0.0089086 | 0.0089086 | 0.0089086 | 0.0089086 | 0.001974 | 0.00011746 | 0.00011746 | 0.00011746 | 0.00011746 | 0.00011746 | 0.00011746 | 0.001974 | 0.00011746 | 0.00011746 | 0.00011746 | 0.00011746 | 0.00011746 | 0.00011746 | 0.00028728 | 0.00028728 | 0.00028728 | 0.00028728 | 0.00028728 | 0.00028728 | 0.00028728 | 0.0036706 | 0.0011222 | 0.0011222 | 0.0011222 | 0.0011222 | 0.0011222 | 0.0011222 | 0.0012925 | 0.0011321 | 0.0011321 | 0.0011321 | 0.0011321 | 0.0011321 | 0.0011321 | #REF! | #REF! | 0.00081794 | 0.00081794 | 0.00081794 | 0.00081794 | 0.00081794 | 0.057839 | 0.057839 | 0.057839 | 0.057839 | 0.057839 | 0.057839 | 0.057839 | #REF! | #REF! | #REF! | 0 | #REF! | #REF! | #REF! | 57.8385 | 57.8385 | 57.8385 | 57.8385 | 57.8385 | 57.8385 | 57.8385 | 0.014261 | 0.0089086 | 0.0089086 | 0.0089086 | 0.0089086 | 0.0089086 | 0.0089086 | 0.00028728 | 0.00028728 | 0.00028728 | 0.00028728 | 0.00028728 | 0.00028728 | 0.00028728 | 0.001974 | 0.00011746 | 0.00011746 | 0.00011746 | 0.00011746 | 0.00011746 | 0.00011746 | 57.8385 | 57.8385 | 57.8385 | 57.8385 | 57.8385 | 57.8385 | 57.8385 | [23 empty] | 5.6 | 5.6 |  |  | 0.31976 | 0.31976 | 0.29516 | 0.29516 |  |  | 1
R1,R2,R3,R4,R5,R6 | SEELCNGS | Emissions: NGA to ELC (Steam) | PJ, PJ/a | ELCNGA | ELCNGSEA | 2010 | 50 | 1 | 1 | 1 |  | 0.002 | 0.0022472 | 0.0022472 | 0.0022107 | 0.0022107 | 0.0022107 | 0.0022107 | 0.0022107 | 0.033841 | 0.033841 | 0.032767 | 0.032767 | 0.032767 | 0.032767 | 0.032767 | 0.069342 | 0.069342 | 0.067306 | 0.060144 | 0.053695 | 0.047245 | 0.047245 | 0.0029322 | 0.0029322 | 0.0028362 | 0.0028362 | 0.0028362 | 0.0028362 | 0.0028362 | 0.0029322 | 0.0029322 | 0.0028362 | 0.0028362 | 0.0028362 | 0.0028362 | 0.0028362 | 0.00038667 | 0.00038667 | 0.00036095 | 0.00036095 | 0.00036095 | 0.00036095 | 0.00036095 | 0.0010073 | 0.0010073 | 0.0010073 | 0.0010073 | 0.0010073 | 0.0010073 | 0.0010073 | 0.0009504 | 0.00011496 | 0.00011496 | 0.00011496 | 0.00011496 | 0.00011496 | 0.00011496 | #REF! | #REF! | 0.0010777 | 0.0010777 | 0.0010777 | 0.0010777 | 0.0010777 | 0.050742 | 0.050742 | 0.050742 | 0.050742 | 0.050742 | 0.050742 | 0.050742 | #REF! | #REF! | #REF! | 0 | #REF! | #REF! | #REF! | 50.7421 | 50.7421 | 50.7421 | 50.7421 | 50.7421 | 50.7421 | 50.7421 | 0.069342 | 0.069342 | 0.067306 | 0.060144 | 0.053695 | 0.047245 | 0.047245 | 0.00038667 | 0.00038667 | 0.00036095 | 0.00036095 | 0.00036095 | 0.00036095 | 0.00036095 | 0.0029322 | 0.0029322 | 0.0028362 | 0.0028362 | 0.0028362 | 0.0028362 | 0.0028362 | 50.7421 | 50.7421 | 50.7421 | 50.7421 | 50.7421 | 50.7421 | 50.7421 | 50.7421 | 50.7421 | 50.7421 | 50.7421 | 50.7421 | 50.7421 | 50.7421 | 50.7421 | 50.7421 | 50.7421 | 50.7421 | 50.7421 | 50.7421 | 50.7421 | [9 empty] | 5.6 | 5.6 |  |  | 0.31976 | 0.31976 | 0.29516 | 0.29516 |  |  | 1
* | SEELCRFL | Emissions: RFL to ELC | PJ, PJ/a | ELCRFL | ELCRFLEA | 2010 | 50 | 1 | 1 | 1 |  | 0.0003 | [77 empty] | 0 | 0 | 0 | 0 | 0 | 0 | 0 | 0 | 0 | 0 | 0 | 0 | 0 | 0 | 0 | 0 | 0 | 0 | 0 | 0 | 0 | 0 | 0 | 0 | 0 | 0 | 0 | 0 | 0 | 0 | 0 | 0 | 0 | 0 | 0 | [21 empty] | 2.2134 | 2.2134 |  |  | 0.0806 | 0.0806 | [6 empty] | 1
* | SEELCRFH | Emissions: RFH to ELC | PJ, PJ/a | ELCRFH | ELCRFHPS | 2010 | 50 | 1 | 1 | 1 |  | 0.0003 | 0.0021369 | 0.0021205 | 0.0021119 | 0.0021119 | 0.0021119 | 0.0021119 | 0.0021119 | 0.021136 | 0.021136 | 0.021136 | 0.021136 | 0.021136 | 0.021136 | 0.021136 | 0.14212 | 0.11207 | 0.11184 | 0.097201 | 0.087038 | 0.076874 | 0.076874 | 0.01158 | 0.01158 | 0.011555 | 0.010176 | 0.0092189 | 0.0082616 | 0.0082616 | 0.0095809 | 0.0095809 | 0.0095809 | 0.008507 | 0.0077613 | 0.0070156 | 0.0070156 | 0.46882 | 0.27326 | 0.2727 | 0.23229 | 0.20423 | 0.17616 | 0.17616 | 0.0025341 | 0.0025341 | 0.0025277 | 0.0025277 | 0.0025277 | 0.0025277 | 0.0025277 | 0.00048869 | 0.00048869 | 0.00048768 | 0.00048768 | 0.00048768 | 0.00048768 | 0.00048768 | #REF! | #REF! | 0.00095809 | 0.00095809 | 0.00095809 | 0.00095809 | 0.00095809 | 0.065391 | 0.065391 | 0.065391 | 0.065391 | 0.065391 | 0.065391 | 0.065391 | #REF! | #REF! | #REF! | 0 | #REF! | #REF! | #REF! | 65.3907 | 65.3907 | 65.3907 | 65.3907 | 65.3907 | 65.3907 | 65.3907 | 0.14212 | 0.11207 | 0.11184 | 0.097201 | 0.087038 | 0.076874 | 0.076874 | 0.46882 | 0.27326 | 0.2727 | 0.23229 | 0.20423 | 0.17616 | 0.17616 | 0.01158 | 0.01158 | 0.011555 | 0.010176 | 0.0092189 | 0.0082616 | 0.0082616 | 65.3907 | 65.3907 | 65.3907 | 65.3907 | 65.3907 | 65.3907 | 65.3907 | [21 empty] | 2.2134 | 2.2134 |  |  | 0.0806 | 0.0806 | [6 empty] | 1
* | SEELCRFHES | Emissions: RFH to ELC, Existing SOX | PJ, PJ/a | ELCRFHPS | ELCRFHPN | 2010 | 55 | 1 | 1 | 1 | [79 empty] | 0 | 0 | 0 | 0 | 0 | 0 | 0 | 0 | 0 | 0 | 0 | 0 | 0 | 0 | 0 | 0 | 0 | 0 | 0 | 0 | 0 | 0 | 0 | 0 | 0 | 0 | 0 | 0 | 0 | 0 | 0 | 0 | 0 | 0 | 0 | [21 empty] | 2.2134 | 2.2134 |  |  | 0.0806 | 0.0806 | [6 empty] | 1
* | SEELCRFHIS | Emissions: RFH to ELC, Improved SOX | PJ, PJ/a | ELCRFHPS | ELCRFHPN | 2010 | 55 | 1 | 1 | 1 | 0.17387 | [78 empty] | 0 | 0 | 0 | 0 | 0 | 0 | 0 | 0 | 0 | 0 | 0 | 0 | 0 | 0 | 0 | 0 | 0 | 0 | 0 | 0 | 0 | 0 | 0 | 0 | 0 | 0 | 0 | 0 | 0 | 0 | 0 | 0 | 0 | 0 | 0 | [21 empty] | 2.2134 | 2.2134 |  |  | 0.0806 | 0.0806 | [6 empty] | 1
* | SEELCRFHEN | Emissions: RFH to ELC, Existing NOX | PJ, PJ/a | ELCRFHPN | ELCRFHEA | 2010 | 55 | 1 | 1 | 1 | [79 empty] | 0 | 0 | 0 | 0 | 0 | 0 | 0 | 0 | 0 | 0 | 0 | 0 | 0 | 0 | 0 | 0 | 0 | 0 | 0 | 0 | 0 | 0 | 0 | 0 | 0 | 0 | 0 | 0 | 0 | 0 | 0 | 0 | 0 | 0 | 0 | [21 empty] | 2.2134 | 2.2134 |  |  | 0.0806 | 0.0806 | [6 empty] | 1
* | SEELCRFHIN | Emissions: RFH to ELC, Improved NOX | PJ, PJ/a | ELCRFHPN | ELCRFHEA | 2010 | 55 | 1 | 1 | 1 | 0.17387 | [78 empty] | 0 | 0 | 0 | 0 | 0 | 0 | 0 | 0 | 0 | 0 | 0 | 0 | 0 | 0 | 0 | 0 | 0 | 0 | 0 | 0 | 0 | 0 | 0 | 0 | 0 | 0 | 0 | 0 | 0 | 0 | 0 | 0 | 0 | 0 | 0 | [21 empty] | 2.2134 | 2.2134 |  |  | 0.0806 | 0.0806 | [6 empty] | 1
* | SEELCRFL | Emissions: RFL to ELC | PJ, PJ/a | ELCRFL | ELCRFLPS | 2010 | 50 | 1 | 1 | 1 |  | 0.0003 | 0.0021369 | 0.0021205 | 0.0021119 | 0.0021119 | 0.0021119 | 0.0021119 | 0.0021119 | 0.021136 | 0.021136 | 0.021136 | 0.021136 | 0.021136 | 0.021136 | 0.021136 | 0.14212 | 0.11207 | 0.11184 | 0.097201 | 0.087038 | 0.076874 | 0.076874 | 0.01158 | 0.01158 | 0.011555 | 0.010176 | 0.0092189 | 0.0082616 | 0.0082616 | 0.0095809 | 0.0095809 | 0.0095809 | 0.008507 | 0.0077613 | 0.0070156 | 0.0070156 | 0.46882 | 0.27326 | 0.2727 | 0.23229 | 0.20423 | 0.17616 | 0.17616 | 0.0025341 | 0.0025341 | 0.0025277 | 0.0025277 | 0.0025277 | 0.0025277 | 0.0025277 | 0.00048869 | 0.00048869 | 0.00048768 | 0.00048768 | 0.00048768 | 0.00048768 | 0.00048768 | #REF! | #REF! | 0.00095809 | 0.00095809 | 0.00095809 | 0.00095809 | 0.00095809 | 0.065391 | 0.065391 | 0.065391 | 0.065391 | 0.065391 | 0.065391 | 0.065391 | #REF! | #REF! | #REF! | 0 | #REF! | #REF! | #REF! | 65.3907 | 65.3907 | 65.3907 | 65.3907 | 65.3907 | 65.3907 | 65.3907 | 0.14212 | 0.11207 | 0.11184 | 0.097201 | 0.087038 | 0.076874 | 0.076874 | 0.46882 | 0.27326 | 0.2727 | 0.23229 | 0.20423 | 0.17616 | 0.17616 | 0.01158 | 0.01158 | 0.011555 | 0.010176 | 0.0092189 | 0.0082616 | 0.0082616 | 65.3907 | 65.3907 | 65.3907 | 65.3907 | 65.3907 | 65.3907 | 65.3907 | [21 empty] | 2.2134 | 2.2134 |  |  | 0.0806 | 0.0806 | [6 empty] | 1
* | SEELCRFLES | Emissions: RFL to ELC, Existing SOX | PJ, PJ/a | ELCRFLPS | ELCRFLPN | 2010 | 55 | 1 | 1 | 1 | [79 empty] | 0 | 0 | 0 | 0 | 0 | 0 | 0 | 0 | 0 | 0 | 0 | 0 | 0 | 0 | 0 | 0 | 0 | 0 | 0 | 0 | 0 | 0 | 0 | 0 | 0 | 0 | 0 | 0 | 0 | 0 | 0 | 0 | 0 | 0 | 0 | [21 empty] | 2.2134 | 2.2134 |  |  | 0.0806 | 0.0806 | [6 empty] | 1
* | SEELCRFLIS | Emissions: RFL to ELC, Improved SOX | PJ, PJ/a | ELCRFLPS | ELCRFLPN | 2010 | 55 | 1 | 1 | 1 | 0.17387 | [78 empty] | 0 | 0 | 0 | 0 | 0 | 0 | 0 | 0 | 0 | 0 | 0 | 0 | 0 | 0 | 0 | 0 | 0 | 0 | 0 | 0 | 0 | 0 | 0 | 0 | 0 | 0 | 0 | 0 | 0 | 0 | 0 | 0 | 0 | 0 | 0 | [21 empty] | 2.2134 | 2.2134 |  |  | 0.0806 | 0.0806 | [6 empty] | 1
* | SEELCRFLEN | Emissions: RFL to ELC, Existing NOX | PJ, PJ/a | ELCRFLPN | ELCRFLEA | 2010 | 55 | 1 | 1 | 1 | [79 empty] | 0 | 0 | 0 | 0 | 0 | 0 | 0 | 0 | 0 | 0 | 0 | 0 | 0 | 0 | 0 | 0 | 0 | 0 | 0 | 0 | 0 | 0 | 0 | 0 | 0 | 0 | 0 | 0 | 0 | 0 | 0 | 0 | 0 | 0 | 0 | [21 empty] | 2.2134 | 2.2134 |  |  | 0.0806 | 0.0806 | [6 empty] | 1
* | SEELCRFLIN | Emissions: RFL to ELC, Improved NOX | PJ, PJ/a | ELCRFLPN | ELCRFLEA | 2010 | 55 | 1 | 1 | 1 | 0.17387 | [78 empty] | 0 | 0 | 0 | 0 | 0 | 0 | 0 | 0 | 0 | 0 | 0 | 0 | 0 | 0 | 0 | 0 | 0 | 0 | 0 | 0 | 0 | 0 | 0 | 0 | 0 | 0 | 0 | 0 | 0 | 0 | 0 | 0 | 0 | 0 | 0 | [21 empty] | 2.2134 | 2.2134 |  |  | 0.0806 | 0.0806 | [6 empty] | 1
* | SEELCBIGCC | Emissions: Biomass to ELC (IGCC) | PJ, PJ/a | ELCBIO | ELCBIGCCEA | 2010 | 50 | 1 | 1 | 1 |  | 0.0036 | 0.0070707 | 0.0070707 | 0.0036739 | 0.0036739 | 0.0036739 | 0.0036739 | 0.0036739 | 0.089307 | 0.089307 | 0.089307 | 0.089307 | 0.089307 | 0.089307 | 0.089307 | 0.058626 | 0.058626 | 0.058626 | 0.058626 | 0.058626 | 0.058626 | 0.058626 | 0.0077406 | 0.0077406 | 0.0077406 | 0.0077406 | 0.0077406 | 0.0077406 | 0.0077406 | 0.0077406 | 0.0077406 | 0.0077406 | 0.0077406 | 0.0077406 | 0.0077406 | 0.0077406 | 0.032526 | 0.032526 | 0.010064 | 0.010064 | 0.010064 | 0.010064 | 0.010064 | 0.0045463 | 0.0045463 | 0.0045463 | 0.0045463 | 0.0045463 | 0.0045463 | 0.0045463 | 0.0094782 | 0.0094782 | 9.0926e-05 | 9.0926e-05 | 9.0926e-05 | 9.0926e-05 | 9.0926e-05 | #REF! | #REF! | 0.0032836 | 0.0032836 | 0.0032836 | 0.0032836 | 0.0032836 | 0.012504 | 0.012504 | 0.012504 | 0.012504 | 0.012504 | 0.012504 | 0.012504 | #REF! | #REF! | #REF! | 0 | #REF! | #REF! | #REF! | 12.5036 | 12.5036 | 12.5036 | 12.5036 | 12.5036 | 12.5036 | 12.5036 | 0.058626 | 0.058626 | 0.058626 | 0.058626 | 0.058626 | 0.058626 | 0.058626 | 0.032526 | 0.032526 | 0.010064 | 0.010064 | 0.010064 | 0.010064 | 0.010064 | 0.0077406 | 0.0077406 | 0.0077406 | 0.0077406 | 0.0077406 | 0.0077406 | 0.0077406 | 12.5036 | 12.5036 | 12.5036 | 12.5036 | 12.5036 | 12.5036 | 12.5036 | [33 empty] | 1
* | SEELCBSTM | Biomass collector pre-dedicated steam -- NOx and PM Emiss Acctg | PJ, PJ/a | ELCBSTMEA | ELCBIOSTM | 2010 | 50 | 1 | 1 | 1 |  | 0.0036 | 0.0071017 | 0.0071017 | 0.0066443 | 0.0066443 | 0.0066443 | 0.0066443 | 0.0066443 | 0.24883 | 0.24883 | 0.2345 | 0.22477 | 0.21877 | 0.21278 | 0.21278 | 0.26284 | 0.26284 | 0.085984 | 0.085984 | 0.085984 | 0.085984 | 0.085984 | 0.15104 | 0.15104 | 0.023822 | 0.010273 | 0.0099238 | 0.0095744 | 0.0095744 | 0.11681 | 0.11681 | 0.020675 | 0.0090746 | 0.0087566 | 0.0084386 | 0.0084386 | 0.016892 | 0.009771 | 0.009771 | 0.009771 | 0.009771 | 0.009771 | 0.009771 | 0.028936 | 0.028936 | 0.0082076 | 0.0082076 | 0.0082076 | 0.0082076 | 0.0082076 | 0.0094782 | 0.0050809 | 0.0050809 | 0.0050809 | 0.0050809 | 0.0050809 | 0.0050809 | #REF! | #REF! | 0.0010928 | 0.00077391 | 0.00074722 | 0.00072052 | 0.00072052 | 0.013135 | 0.013135 | 0.013135 | 0.013135 | 0.013135 | 0.013135 | 0.013135 | #REF! | #REF! | #REF! | 0 | #REF! | #REF! | #REF! | 13.1347 | 13.1347 | 13.1347 | 13.1347 | 13.1347 | 13.1347 | 13.1347 | 0.26284 | 0.26284 | 0.085984 | 0.085984 | 0.085984 | 0.085984 | 0.085984 | 0.016892 | 0.009771 | 0.009771 | 0.009771 | 0.009771 | 0.009771 | 0.009771 | 0.15104 | 0.15104 | 0.023822 | 0.010273 | 0.0099238 | 0.0095744 | 0.0095744 | 13.1347 | 13.1347 | 13.1347 | 13.1347 | 13.1347 | 13.1347 | 13.1347 | [33 empty] | 1
* | SEELCWTE | Emissions: Waste to Energy to ELC | PJ, PJ/a | ELCMSW | ELCMSWEA | 2010 | 50 | 1 | 1 | 1 |  |  | 0.005067 | 0.005067 | 0.005067 | 0.005067 | 0.005067 | 0.005067 | 0.005067 | 0.25796 | 0.25796 | 0.25796 | 0.25796 | 0.25796 | 0.25796 | 0.25796 | 0.15477 | 0.15477 | 0.15477 | 0.15477 | 0.15477 | 0.15477 | 0.15477 | 0.012012 | 0.012012 | 0.012012 | 0.012012 | 0.012012 | 0.012012 | 0.012012 | 0.006006 | 0.006006 | 0.006006 | 0.006006 | 0.006006 | 0.006006 | 0.006006 | 0.15047 | 0.15047 | 0.15047 | 0.15047 | 0.15047 | 0.15047 | 0.15047 | 0.03033 | 0.03033 | 0.03033 | 0.03033 | 0.03033 | 0.03033 | 0.03033 | 0.0039808 | 0.0039808 | 0.0039808 | 0.0039808 | 0.0039808 | 0.0039808 | 0.0039808 | 0.015219 | 0.015219 | 0.015219 | 0.015219 | 0.015219 | 0.015219 | 0.015219 | #REF! | #REF! | #REF! | #REF! | #REF! | #REF! | #REF! | 0.00050499 | 0.00050499 | 0.00050499 | 0.00050499 | 0.00050499 | 0.00050499 | 0.00050499 | #REF! | #REF! | #REF! | #REF! | #REF! | #REF! | #REF! | 0.15477 | 0.15477 | 0.15477 | 0.15477 | 0.15477 | 0.15477 | 0.15477 | 0.15047 | 0.15047 | 0.15047 | 0.15047 | 0.15047 | 0.15047 | 0.15047 | 0.15477 | 0.15477 | 0.15477 | 0.15477 | 0.15477 | 0.15477 | 0.15477 | [40 empty] | 1
* | SELFGICE | Emissions: Landfill gas to energy via engine | PJ, PJ/a | LFG | LFGICEEA | 2010 | 50 | 1 | 1 | 1 |  |  | 0.0042993 | 0.0042993 | 0.0042993 | 0.0042993 | 0.0042993 | 0.0042993 | 0.0042993 | 0.18917 | 0.18917 | 0.18917 | 0.18917 | 0.18917 | 0.18917 | 0.18917 | 0.038693 | 0.038693 | 0.038693 | 0.038693 | 0.038693 | 0.038693 | 0.038693 | 0.0085985 | 0.0085985 | 0.0085985 | 0.0085985 | 0.0085985 | 0.0085985 | 0.0085985 | 0.0085985 | 0.0085985 | 0.0085985 | 0.0085985 | 0.0085985 | 0.0085985 | 0.0085985 | [7 empty] | 0.003033 | 0.003033 | 0.003033 | 0.003033 | 0.003033 | 0.003033 | 0.003033 | 0.00059712 | 0.00059712 | 0.00059712 | 0.00059712 | 0.00059712 | 0.00059712 | 0.00059712 | 0.00025593 | 0.00025593 | 0.00025593 | 0.00025593 | 0.00025593 | 0.00025593 | 0.00025593 | #REF! | #REF! | #REF! | #REF! | #REF! | #REF! | #REF! | 0.00074558 | 0.00074558 | 0.00074558 | 0.00074558 | 0.00074558 | 0.00074558 | 0.00074558 | #REF! | #REF! | #REF! | #REF! | #REF! | #REF! | #REF! | 0.038693 | 0.038693 | 0.038693 | 0.038693 | 0.038693 | 0.038693 | 0.038693 | [7 empty] | 0.038693 | 0.038693 | 0.038693 | 0.038693 | 0.038693 | 0.038693 | 0.038693 | [40 empty] | 1
* | SELFGGT | Emissions: Landfill gas to energy via turbines | PJ, PJ/a | LFG | LFGGTREA | 2010 | 50 | 1 | 1 | 1 |  |  | 0.0042993 | 0.0042993 | 0.0042993 | 0.0042993 | 0.0042993 | 0.0042993 | 0.0042993 | 0.18917 | 0.18917 | 0.18917 | 0.18917 | 0.18917 | 0.18917 | 0.18917 | 0.038693 | 0.038693 | 0.038693 | 0.038693 | 0.038693 | 0.038693 | 0.038693 | 0.0085985 | 0.0085985 | 0.0085985 | 0.0085985 | 0.0085985 | 0.0085985 | 0.0085985 | 0.0085985 | 0.0085985 | 0.0085985 | 0.0085985 | 0.0085985 | 0.0085985 | 0.0085985 | [7 empty] | 0.003033 | 0.003033 | 0.003033 | 0.003033 | 0.003033 | 0.003033 | 0.003033 | 0.00059712 | 0.00059712 | 0.00059712 | 0.00059712 | 0.00059712 | 0.00059712 | 0.00059712 | 0.00025593 | 0.00025593 | 0.00025593 | 0.00025593 | 0.00025593 | 0.00025593 | 0.00025593 | #REF! | #REF! | #REF! | #REF! | #REF! | #REF! | #REF! | 0.00074558 | 0.00074558 | 0.00074558 | 0.00074558 | 0.00074558 | 0.00074558 | 0.00074558 | #REF! | #REF! | #REF! | #REF! | #REF! | #REF! | #REF! | 0.038693 | 0.038693 | 0.038693 | 0.038693 | 0.038693 | 0.038693 | 0.038693 | [7 empty] | 0.038693 | 0.038693 | 0.038693 | 0.038693 | 0.038693 | 0.038693 | 0.038693
* | SELFGST | Emissions: Landfill gas to energy via steam turbines | PJ, PJ/a | LFG | LFGSTREA | 2010 | 50 | 1 | 1 | 1 |  |  | 0.0042993 | 0.0042993 | 0.0042993 | 0.0042993 | 0.0042993 | 0.0042993 | 0.0042993 | 0.18917 | 0.18917 | 0.18917 | 0.18917 | 0.18917 | 0.18917 | 0.18917 | 0.038693 | 0.038693 | 0.038693 | 0.038693 | 0.038693 | 0.038693 | 0.038693 | 0.0085985 | 0.0085985 | 0.0085985 | 0.0085985 | 0.0085985 | 0.0085985 | 0.0085985 | 0.0085985 | 0.0085985 | 0.0085985 | 0.0085985 | 0.0085985 | 0.0085985 | 0.0085985 | [7 empty] | 0.003033 | 0.003033 | 0.003033 | 0.003033 | 0.003033 | 0.003033 | 0.003033 | 0.00059712 | 0.00059712 | 0.00059712 | 0.00059712 | 0.00059712 | 0.00059712 | 0.00059712 | 0.00025593 | 0.00025593 | 0.00025593 | 0.00025593 | 0.00025593 | 0.00025593 | 0.00025593 | #REF! | #REF! | #REF! | #REF! | #REF! | #REF! | #REF! | 0.00074558 | 0.00074558 | 0.00074558 | 0.00074558 | 0.00074558 | 0.00074558 | 0.00074558 | #REF! | #REF! | #REF! | #REF! | #REF! | #REF! | #REF! | 0.038693 | 0.038693 | 0.038693 | 0.038693 | 0.038693 | 0.038693 | 0.038693 | [7 empty] | 0.038693 | 0.038693 | 0.038693 | 0.038693 | 0.038693 | 0.038693 | 0.038693
* | SELFGGCC | Emissions: Landfill gas to energy via combined cycle turbines | PJ, PJ/a | LFG | LFGGCCEA | 2010 | 50 | 1 | 1 | 1 |  |  | 0.0042993 | 0.0042993 | 0.0042993 | 0.0042993 | 0.0042993 | 0.0042993 | 0.0042993 | 0.18917 | 0.18917 | 0.18917 | 0.18917 | 0.18917 | 0.18917 | 0.18917 | 0.038693 | 0.038693 | 0.038693 | 0.038693 | 0.038693 | 0.038693 | 0.038693 | 0.0085985 | 0.0085985 | 0.0085985 | 0.0085985 | 0.0085985 | 0.0085985 | 0.0085985 | 0.0085985 | 0.0085985 | 0.0085985 | 0.0085985 | 0.0085985 | 0.0085985 | 0.0085985 | [7 empty] | 0.003033 | 0.003033 | 0.003033 | 0.003033 | 0.003033 | 0.003033 | 0.003033 | 0.00059712 | 0.00059712 | 0.00059712 | 0.00059712 | 0.00059712 | 0.00059712 | 0.00059712 | 0.00025593 | 0.00025593 | 0.00025593 | 0.00025593 | 0.00025593 | 0.00025593 | 0.00025593 | #REF! | #REF! | #REF! | #REF! | #REF! | #REF! | #REF! | 0.00074558 | 0.00074558 | 0.00074558 | 0.00074558 | 0.00074558 | 0.00074558 | 0.00074558 | #REF! | #REF! | #REF! | #REF! | #REF! | #REF! | #REF! | 0.038693 | 0.038693 | 0.038693 | 0.038693 | 0.038693 | 0.038693 | 0.038693 | [7 empty] | 0.038693 | 0.038693 | 0.038693 | 0.038693 | 0.038693 | 0.038693 | 0.038693 | [40 empty] | 1
*Biomass feedstocks before co-firing and dedicated steam: NOx and PM emissions accounting | [102 empty] | 0 | [54 empty] | 1
* | SEELCBIBHO | Biomass cofiring to bit high S resid coal over 100 MW-- NOx and PM Emiss Acctg | PJ, PJ/a | ELCBSTMEA | CSTMBHCCO | 2010 | 50 | 1 | 1 | 1 |  | 0.0036 | 0.0071017 | 0.0071017 | 0.0066443 | 0.0066443 | 0.0066443 | 0.0066443 | 0.0066443 | 0.24883 | 0.24883 | 0.2345 | 0.22477 | 0.21877 | 0.21278 | 0.21278 | 0.26284 | 0.26284 | 0.085984 | 0.085984 | 0.085984 | 0.085984 | 0.085984 | 0.15104 | 0.15104 | 0.023822 | 0.010273 | 0.0099238 | 0.0095744 | 0.0095744 | 0.11681 | 0.11681 | 0.020675 | 0.0090746 | 0.0087566 | 0.0084386 | 0.0084386 | 0.016892 | 0.009771 | 0.009771 | 0.009771 | 0.009771 | 0.009771 | 0.009771 | 0.028936 | 0.028936 | 0.0082076 | 0.0082076 | 0.0082076 | 0.0082076 | 0.0082076 | 0.0094782 | 0.0050809 | 0.0050809 | 0.0050809 | 0.0050809 | 0.0050809 | 0.0050809 | #REF! | #REF! | 0.0010928 | 0.00077391 | 0.00074722 | 0.00072052 | 0.00072052 | 0.013135 | 0.013135 | 0.013135 | 0.013135 | 0.013135 | 0.013135 | 0.013135 | #REF! | #REF! | #REF! | 0 | #REF! | #REF! | #REF! | 13.1347 | 13.1347 | 13.1347 | 13.1347 | 13.1347 | 13.1347 | 13.1347 | 0.26284 | 0.26284 | 0.085984 | 0.085984 | 0.085984 | 0.085984 | 0.085984 | 0.016892 | 0.009771 | 0.009771 | 0.009771 | 0.009771 | 0.009771 | 0.009771 | 0.15104 | 0.15104 | 0.023822 | 0.010273 | 0.0099238 | 0.0095744 | 0.0095744 | [40 empty] | 1
* | SEELCBIBHU | Biomass cofiring to bit high S resid coal under 100 MW-- NOx and PM Emiss Acctg | PJ, PJ/a | ELCBSTMEA | CSTMBHCCU | 2010 | 50 | 1 | 1 | 1 |  | 0.0036 | 0.0071017 | 0.0071017 | 0.0066443 | 0.0066443 | 0.0066443 | 0.0066443 | 0.0066443 | 0.24883 | 0.24883 | 0.2345 | 0.22477 | 0.21877 | 0.21278 | 0.21278 | 0.26284 | 0.26284 | 0.085984 | 0.085984 | 0.085984 | 0.085984 | 0.085984 | 0.15104 | 0.15104 | 0.023822 | 0.010273 | 0.0099238 | 0.0095744 | 0.0095744 | 0.11681 | 0.11681 | 0.020675 | 0.0090746 | 0.0087566 | 0.0084386 | 0.0084386 | 0.016892 | 0.009771 | 0.009771 | 0.009771 | 0.009771 | 0.009771 | 0.009771 | 0.028936 | 0.028936 | 0.0082076 | 0.0082076 | 0.0082076 | 0.0082076 | 0.0082076 | 0.0094782 | 0.0050809 | 0.0050809 | 0.0050809 | 0.0050809 | 0.0050809 | 0.0050809 | #REF! | #REF! | 0.0010928 | 0.00077391 | 0.00074722 | 0.00072052 | 0.00072052 | 0.013135 | 0.013135 | 0.013135 | 0.013135 | 0.013135 | 0.013135 | 0.013135 | #REF! | #REF! | #REF! | 0 | #REF! | #REF! | #REF! | 13.1347 | 13.1347 | 13.1347 | 13.1347 | 13.1347 | 13.1347 | 13.1347 | 0.26284 | 0.26284 | 0.085984 | 0.085984 | 0.085984 | 0.085984 | 0.085984 | 0.016892 | 0.009771 | 0.009771 | 0.009771 | 0.009771 | 0.009771 | 0.009771 | 0.15104 | 0.15104 | 0.023822 | 0.010273 | 0.0099238 | 0.0095744 | 0.0095744 | [40 empty] | 1
* | SEELCBIBMO | Biomass cofiring to bit medium S resid coal over 100 MW -- NOx and PM Emiss Acctg | PJ, PJ/a | ELCBSTMEA | CSTMBMCCO | 2010 | 50 | 1 | 1 | 1 |  | 0.0036 | 0.0071017 | 0.0071017 | 0.0066443 | 0.0066443 | 0.0066443 | 0.0066443 | 0.0066443 | 0.24883 | 0.24883 | 0.2345 | 0.22477 | 0.21877 | 0.21278 | 0.21278 | 0.26284 | 0.26284 | 0.085984 | 0.085984 | 0.085984 | 0.085984 | 0.085984 | 0.15104 | 0.15104 | 0.023822 | 0.010273 | 0.0099238 | 0.0095744 | 0.0095744 | 0.11681 | 0.11681 | 0.020675 | 0.0090746 | 0.0087566 | 0.0084386 | 0.0084386 | 0.016892 | 0.009771 | 0.009771 | 0.009771 | 0.009771 | 0.009771 | 0.009771 | 0.028936 | 0.028936 | 0.0082076 | 0.0082076 | 0.0082076 | 0.0082076 | 0.0082076 | 0.0094782 | 0.0050809 | 0.0050809 | 0.0050809 | 0.0050809 | 0.0050809 | 0.0050809 | #REF! | #REF! | 0.0010928 | 0.00077391 | 0.00074722 | 0.00072052 | 0.00072052 | 0.013135 | 0.013135 | 0.013135 | 0.013135 | 0.013135 | 0.013135 | 0.013135 | #REF! | #REF! | #REF! | 0 | #REF! | #REF! | #REF! | 13.1347 | 13.1347 | 13.1347 | 13.1347 | 13.1347 | 13.1347 | 13.1347 | 0.26284 | 0.26284 | 0.085984 | 0.085984 | 0.085984 | 0.085984 | 0.085984 | 0.016892 | 0.009771 | 0.009771 | 0.009771 | 0.009771 | 0.009771 | 0.009771 | 0.15104 | 0.15104 | 0.023822 | 0.010273 | 0.0099238 | 0.0095744 | 0.0095744 | [40 empty] | 1
* | SEELCBIBMU | Biomass cofiring to bit medium S resid coal under 100 MW -- NOx and PM Emiss Acctg | PJ, PJ/a | ELCBSTMEA | CSTMBMCCU | 2010 | 50 | 1 | 1 | 1 |  | 0.0036 | 0.0071017 | 0.0071017 | 0.0066443 | 0.0066443 | 0.0066443 | 0.0066443 | 0.0066443 | 0.24883 | 0.24883 | 0.2345 | 0.22477 | 0.21877 | 0.21278 | 0.21278 | 0.26284 | 0.26284 | 0.085984 | 0.085984 | 0.085984 | 0.085984 | 0.085984 | 0.15104 | 0.15104 | 0.023822 | 0.010273 | 0.0099238 | 0.0095744 | 0.0095744 | 0.11681 | 0.11681 | 0.020675 | 0.0090746 | 0.0087566 | 0.0084386 | 0.0084386 | 0.016892 | 0.009771 | 0.009771 | 0.009771 | 0.009771 | 0.009771 | 0.009771 | 0.028936 | 0.028936 | 0.0082076 | 0.0082076 | 0.0082076 | 0.0082076 | 0.0082076 | 0.0094782 | 0.0050809 | 0.0050809 | 0.0050809 | 0.0050809 | 0.0050809 | 0.0050809 | #REF! | #REF! | 0.0010928 | 0.00077391 | 0.00074722 | 0.00072052 | 0.00072052 | 0.013135 | 0.013135 | 0.013135 | 0.013135 | 0.013135 | 0.013135 | 0.013135 | #REF! | #REF! | #REF! | 0 | #REF! | #REF! | #REF! | 13.1347 | 13.1347 | 13.1347 | 13.1347 | 13.1347 | 13.1347 | 13.1347 | 0.26284 | 0.26284 | 0.085984 | 0.085984 | 0.085984 | 0.085984 | 0.085984 | 0.016892 | 0.009771 | 0.009771 | 0.009771 | 0.009771 | 0.009771 | 0.009771 | 0.15104 | 0.15104 | 0.023822 | 0.010273 | 0.0099238 | 0.0095744 | 0.0095744
* | SEELCBIBLO | Biomass cofiring to bit low S resid coal over 100 MW -- NOx and PM Emiss Acctg | PJ, PJ/a | ELCBSTMEA | CSTMBLCCO | 2010 | 50 | 1 | 1 | 1 |  | 0.0036 | 0.0071017 | 0.0071017 | 0.0066443 | 0.0066443 | 0.0066443 | 0.0066443 | 0.0066443 | 0.24883 | 0.24883 | 0.2345 | 0.22477 | 0.21877 | 0.21278 | 0.21278 | 0.26284 | 0.26284 | 0.085984 | 0.085984 | 0.085984 | 0.085984 | 0.085984 | 0.15104 | 0.15104 | 0.023822 | 0.010273 | 0.0099238 | 0.0095744 | 0.0095744 | 0.11681 | 0.11681 | 0.020675 | 0.0090746 | 0.0087566 | 0.0084386 | 0.0084386 | 0.016892 | 0.009771 | 0.009771 | 0.009771 | 0.009771 | 0.009771 | 0.009771 | 0.028936 | 0.028936 | 0.0082076 | 0.0082076 | 0.0082076 | 0.0082076 | 0.0082076 | 0.0094782 | 0.0050809 | 0.0050809 | 0.0050809 | 0.0050809 | 0.0050809 | 0.0050809 | #REF! | #REF! | 0.0010928 | 0.00077391 | 0.00074722 | 0.00072052 | 0.00072052 | 0.013135 | 0.013135 | 0.013135 | 0.013135 | 0.013135 | 0.013135 | 0.013135 | #REF! | #REF! | #REF! | 0 | #REF! | #REF! | #REF! | 13.1347 | 13.1347 | 13.1347 | 13.1347 | 13.1347 | 13.1347 | 13.1347 | 0.26284 | 0.26284 | 0.085984 | 0.085984 | 0.085984 | 0.085984 | 0.085984 | 0.016892 | 0.009771 | 0.009771 | 0.009771 | 0.009771 | 0.009771 | 0.009771 | 0.15104 | 0.15104 | 0.023822 | 0.010273 | 0.0099238 | 0.0095744 | 0.0095744
* | SEELCBIBLU | Biomass cofiring to bit low S resid coal under 100 MW -- NOx and PM Emiss Acctg | PJ, PJ/a | ELCBSTMEA | CSTMBLCCU | 2010 | 50 | 1 | 1 | 1 |  | 0.0036 | 0.0071017 | 0.0071017 | 0.0066443 | 0.0066443 | 0.0066443 | 0.0066443 | 0.0066443 | 0.24883 | 0.24883 | 0.2345 | 0.22477 | 0.21877 | 0.21278 | 0.21278 | 0.26284 | 0.26284 | 0.085984 | 0.085984 | 0.085984 | 0.085984 | 0.085984 | 0.15104 | 0.15104 | 0.023822 | 0.010273 | 0.0099238 | 0.0095744 | 0.0095744 | 0.11681 | 0.11681 | 0.020675 | 0.0090746 | 0.0087566 | 0.0084386 | 0.0084386 | 0.016892 | 0.009771 | 0.009771 | 0.009771 | 0.009771 | 0.009771 | 0.009771 | 0.028936 | 0.028936 | 0.0082076 | 0.0082076 | 0.0082076 | 0.0082076 | 0.0082076 | 0.0094782 | 0.0050809 | 0.0050809 | 0.0050809 | 0.0050809 | 0.0050809 | 0.0050809 | #REF! | #REF! | 0.0010928 | 0.00077391 | 0.00074722 | 0.00072052 | 0.00072052 | 0.013135 | 0.013135 | 0.013135 | 0.013135 | 0.013135 | 0.013135 | 0.013135 | #REF! | #REF! | #REF! | 0 | #REF! | #REF! | #REF! | 13.1347 | 13.1347 | 13.1347 | 13.1347 | 13.1347 | 13.1347 | 13.1347 | 0.26284 | 0.26284 | 0.085984 | 0.085984 | 0.085984 | 0.085984 | 0.085984 | 0.016892 | 0.009771 | 0.009771 | 0.009771 | 0.009771 | 0.009771 | 0.009771 | 0.15104 | 0.15104 | 0.023822 | 0.010273 | 0.0099238 | 0.0095744 | 0.0095744 | [40 empty] | 1
* | SEELCBILHO | Biomass cofiring to lignite high S resid coal over 100 MW -- NOx and PM Emiss Acctg | PJ, PJ/a | ELCBSTMEA | CSTMLHCCO | 2010 | 50 | 1 | 1 | 1 |  | 0.0036 | 0.0071017 | 0.0071017 | 0.0066443 | 0.0066443 | 0.0066443 | 0.0066443 | 0.0066443 | 0.24883 | 0.24883 | 0.2345 | 0.22477 | 0.21877 | 0.21278 | 0.21278 | 0.26284 | 0.26284 | 0.085984 | 0.085984 | 0.085984 | 0.085984 | 0.085984 | 0.15104 | 0.15104 | 0.023822 | 0.010273 | 0.0099238 | 0.0095744 | 0.0095744 | 0.11681 | 0.11681 | 0.020675 | 0.0090746 | 0.0087566 | 0.0084386 | 0.0084386 | 0.016892 | 0.009771 | 0.009771 | 0.009771 | 0.009771 | 0.009771 | 0.009771 | 0.028936 | 0.028936 | 0.0082076 | 0.0082076 | 0.0082076 | 0.0082076 | 0.0082076 | 0.0094782 | 0.0050809 | 0.0050809 | 0.0050809 | 0.0050809 | 0.0050809 | 0.0050809 | #REF! | #REF! | 0.0010928 | 0.00077391 | 0.00074722 | 0.00072052 | 0.00072052 | 0.013135 | 0.013135 | 0.013135 | 0.013135 | 0.013135 | 0.013135 | 0.013135 | #REF! | #REF! | #REF! | 0 | #REF! | #REF! | #REF! | 13.1347 | 13.1347 | 13.1347 | 13.1347 | 13.1347 | 13.1347 | 13.1347 | 0.26284 | 0.26284 | 0.085984 | 0.085984 | 0.085984 | 0.085984 | 0.085984 | 0.016892 | 0.009771 | 0.009771 | 0.009771 | 0.009771 | 0.009771 | 0.009771 | 0.15104 | 0.15104 | 0.023822 | 0.010273 | 0.0099238 | 0.0095744 | 0.0095744 | [40 empty] | 1
* | SEELCBILHU | Biomass cofiring to lignite high S resid coal under 100 MW -- NOx and PM Emiss Acctg | PJ, PJ/a | ELCBSTMEA | CSTMLHCCU | 2010 | 50 | 1 | 1 | 1 |  | 0.0036 | 0.0071017 | 0.0071017 | 0.0066443 | 0.0066443 | 0.0066443 | 0.0066443 | 0.0066443 | 0.24883 | 0.24883 | 0.2345 | 0.22477 | 0.21877 | 0.21278 | 0.21278 | 0.26284 | 0.26284 | 0.085984 | 0.085984 | 0.085984 | 0.085984 | 0.085984 | 0.15104 | 0.15104 | 0.023822 | 0.010273 | 0.0099238 | 0.0095744 | 0.0095744 | 0.11681 | 0.11681 | 0.020675 | 0.0090746 | 0.0087566 | 0.0084386 | 0.0084386 | 0.016892 | 0.009771 | 0.009771 | 0.009771 | 0.009771 | 0.009771 | 0.009771 | 0.028936 | 0.028936 | 0.0082076 | 0.0082076 | 0.0082076 | 0.0082076 | 0.0082076 | 0.0094782 | 0.0050809 | 0.0050809 | 0.0050809 | 0.0050809 | 0.0050809 | 0.0050809 | #REF! | #REF! | 0.0010928 | 0.00077391 | 0.00074722 | 0.00072052 | 0.00072052 | 0.013135 | 0.013135 | 0.013135 | 0.013135 | 0.013135 | 0.013135 | 0.013135 | #REF! | #REF! | #REF! | 0 | #REF! | #REF! | #REF! | 13.1347 | 13.1347 | 13.1347 | 13.1347 | 13.1347 | 13.1347 | 13.1347 | 0.26284 | 0.26284 | 0.085984 | 0.085984 | 0.085984 | 0.085984 | 0.085984 | 0.016892 | 0.009771 | 0.009771 | 0.009771 | 0.009771 | 0.009771 | 0.009771 | 0.15104 | 0.15104 | 0.023822 | 0.010273 | 0.0099238 | 0.0095744 | 0.0095744 | [40 empty] | 1
* | SEELCBILMO | Biomass cofiring to lignite medium S resid coal over 100 MW -- NOx and PM Emiss Acctg | PJ, PJ/a | ELCBSTMEA | CSTMLMCCO | 2010 | 50 | 1 | 1 | 1 |  | 0.0036 | 0.0071017 | 0.0071017 | 0.0066443 | 0.0066443 | 0.0066443 | 0.0066443 | 0.0066443 | 0.24883 | 0.24883 | 0.2345 | 0.22477 | 0.21877 | 0.21278 | 0.21278 | 0.26284 | 0.26284 | 0.085984 | 0.085984 | 0.085984 | 0.085984 | 0.085984 | 0.15104 | 0.15104 | 0.023822 | 0.010273 | 0.0099238 | 0.0095744 | 0.0095744 | 0.11681 | 0.11681 | 0.020675 | 0.0090746 | 0.0087566 | 0.0084386 | 0.0084386 | 0.016892 | 0.009771 | 0.009771 | 0.009771 | 0.009771 | 0.009771 | 0.009771 | 0.028936 | 0.028936 | 0.0082076 | 0.0082076 | 0.0082076 | 0.0082076 | 0.0082076 | 0.0094782 | 0.0050809 | 0.0050809 | 0.0050809 | 0.0050809 | 0.0050809 | 0.0050809 | #REF! | #REF! | 0.0010928 | 0.00077391 | 0.00074722 | 0.00072052 | 0.00072052 | 0.013135 | 0.013135 | 0.013135 | 0.013135 | 0.013135 | 0.013135 | 0.013135 | #REF! | #REF! | #REF! | 0 | #REF! | #REF! | #REF! | 13.1347 | 13.1347 | 13.1347 | 13.1347 | 13.1347 | 13.1347 | 13.1347 | 0.26284 | 0.26284 | 0.085984 | 0.085984 | 0.085984 | 0.085984 | 0.085984 | 0.016892 | 0.009771 | 0.009771 | 0.009771 | 0.009771 | 0.009771 | 0.009771 | 0.15104 | 0.15104 | 0.023822 | 0.010273 | 0.0099238 | 0.0095744 | 0.0095744 | [40 empty] | 1
* | SEELCBILMU | Biomass cofiring to lignite medium S resid coal under 100 MW -- NOx and PM Emiss Acctg | PJ, PJ/a | ELCBSTMEA | CSTMLMCCU | 2010 | 50 | 1 | 1 | 1 |  | 0.0036 | 0.0071017 | 0.0071017 | 0.0066443 | 0.0066443 | 0.0066443 | 0.0066443 | 0.0066443 | 0.24883 | 0.24883 | 0.2345 | 0.22477 | 0.21877 | 0.21278 | 0.21278 | 0.26284 | 0.26284 | 0.085984 | 0.085984 | 0.085984 | 0.085984 | 0.085984 | 0.15104 | 0.15104 | 0.023822 | 0.010273 | 0.0099238 | 0.0095744 | 0.0095744 | 0.11681 | 0.11681 | 0.020675 | 0.0090746 | 0.0087566 | 0.0084386 | 0.0084386 | 0.016892 | 0.009771 | 0.009771 | 0.009771 | 0.009771 | 0.009771 | 0.009771 | 0.028936 | 0.028936 | 0.0082076 | 0.0082076 | 0.0082076 | 0.0082076 | 0.0082076 | 0.0094782 | 0.0050809 | 0.0050809 | 0.0050809 | 0.0050809 | 0.0050809 | 0.0050809 | #REF! | #REF! | 0.0010928 | 0.00077391 | 0.00074722 | 0.00072052 | 0.00072052 | 0.013135 | 0.013135 | 0.013135 | 0.013135 | 0.013135 | 0.013135 | 0.013135 | #REF! | #REF! | #REF! | 0 | #REF! | #REF! | #REF! | 13.1347 | 13.1347 | 13.1347 | 13.1347 | 13.1347 | 13.1347 | 13.1347 | 0.26284 | 0.26284 | 0.085984 | 0.085984 | 0.085984 | 0.085984 | 0.085984 | 0.016892 | 0.009771 | 0.009771 | 0.009771 | 0.009771 | 0.009771 | 0.009771 | 0.15104 | 0.15104 | 0.023822 | 0.010273 | 0.0099238 | 0.0095744 | 0.0095744 | [40 empty] | 1
* | SEELCBISMO | Biomass cofiring to sub-bit medium S resid coal over 100 MW -- NOx and PM Emiss Acctg | PJ, PJ/a | ELCBSTMEA | CSTMSMCCO | 2010 | 50 | 1 | 1 | 1 |  | 0.0036 | 0.0071017 | 0.0071017 | 0.0066443 | 0.0066443 | 0.0066443 | 0.0066443 | 0.0066443 | 0.24883 | 0.24883 | 0.2345 | 0.22477 | 0.21877 | 0.21278 | 0.21278 | 0.26284 | 0.26284 | 0.085984 | 0.085984 | 0.085984 | 0.085984 | 0.085984 | 0.15104 | 0.15104 | 0.023822 | 0.010273 | 0.0099238 | 0.0095744 | 0.0095744 | 0.11681 | 0.11681 | 0.020675 | 0.0090746 | 0.0087566 | 0.0084386 | 0.0084386 | 0.016892 | 0.009771 | 0.009771 | 0.009771 | 0.009771 | 0.009771 | 0.009771 | 0.028936 | 0.028936 | 0.0082076 | 0.0082076 | 0.0082076 | 0.0082076 | 0.0082076 | 0.0094782 | 0.0050809 | 0.0050809 | 0.0050809 | 0.0050809 | 0.0050809 | 0.0050809 | #REF! | #REF! | 0.0010928 | 0.00077391 | 0.00074722 | 0.00072052 | 0.00072052 | 0.013135 | 0.013135 | 0.013135 | 0.013135 | 0.013135 | 0.013135 | 0.013135 | #REF! | #REF! | #REF! | 0 | #REF! | #REF! | #REF! | 13.1347 | 13.1347 | 13.1347 | 13.1347 | 13.1347 | 13.1347 | 13.1347 | 0.26284 | 0.26284 | 0.085984 | 0.085984 | 0.085984 | 0.085984 | 0.085984 | 0.016892 | 0.009771 | 0.009771 | 0.009771 | 0.009771 | 0.009771 | 0.009771 | 0.15104 | 0.15104 | 0.023822 | 0.010273 | 0.0099238 | 0.0095744 | 0.0095744 | [40 empty] | 1
* | SEELCBISMU | Biomass cofiring to sub-bit medium S resid coal under 100 MW -- NOx and PM Emiss Acctg | PJ, PJ/a | ELCBSTMEA | CSTMSMCCU | 2010 | 50 | 1 | 1 | 1 |  | 0.0036 | 0.0071017 | 0.0071017 | 0.0066443 | 0.0066443 | 0.0066443 | 0.0066443 | 0.0066443 | 0.24883 | 0.24883 | 0.2345 | 0.22477 | 0.21877 | 0.21278 | 0.21278 | 0.26284 | 0.26284 | 0.085984 | 0.085984 | 0.085984 | 0.085984 | 0.085984 | 0.15104 | 0.15104 | 0.023822 | 0.010273 | 0.0099238 | 0.0095744 | 0.0095744 | 0.11681 | 0.11681 | 0.020675 | 0.0090746 | 0.0087566 | 0.0084386 | 0.0084386 | 0.016892 | 0.009771 | 0.009771 | 0.009771 | 0.009771 | 0.009771 | 0.009771 | 0.028936 | 0.028936 | 0.0082076 | 0.0082076 | 0.0082076 | 0.0082076 | 0.0082076 | 0.0094782 | 0.0050809 | 0.0050809 | 0.0050809 | 0.0050809 | 0.0050809 | 0.0050809 | #REF! | #REF! | 0.0010928 | 0.00077391 | 0.00074722 | 0.00072052 | 0.00072052 | 0.013135 | 0.013135 | 0.013135 | 0.013135 | 0.013135 | 0.013135 | 0.013135 | #REF! | #REF! | #REF! | 0 | #REF! | #REF! | #REF! | 13.1347 | 13.1347 | 13.1347 | 13.1347 | 13.1347 | 13.1347 | 13.1347 | 0.26284 | 0.26284 | 0.085984 | 0.085984 | 0.085984 | 0.085984 | 0.085984 | 0.016892 | 0.009771 | 0.009771 | 0.009771 | 0.009771 | 0.009771 | 0.009771 | 0.15104 | 0.15104 | 0.023822 | 0.010273 | 0.0099238 | 0.0095744 | 0.0095744 | [40 empty] | 1
* | SEELCBISLO | Biomass cofiring to sub-bit low S resid coal over 100 MW -- NOx and PM Emiss Acctg | PJ, PJ/a | ELCBSTMEA | CSTMSLCCO | 2010 | 50 | 1 | 1 | 1 |  | 0.0036 | 0.0071017 | 0.0071017 | 0.0066443 | 0.0066443 | 0.0066443 | 0.0066443 | 0.0066443 | 0.24883 | 0.24883 | 0.2345 | 0.22477 | 0.21877 | 0.21278 | 0.21278 | 0.26284 | 0.26284 | 0.085984 | 0.085984 | 0.085984 | 0.085984 | 0.085984 | 0.15104 | 0.15104 | 0.023822 | 0.010273 | 0.0099238 | 0.0095744 | 0.0095744 | 0.11681 | 0.11681 | 0.020675 | 0.0090746 | 0.0087566 | 0.0084386 | 0.0084386 | 0.016892 | 0.009771 | 0.009771 | 0.009771 | 0.009771 | 0.009771 | 0.009771 | 0.028936 | 0.028936 | 0.0082076 | 0.0082076 | 0.0082076 | 0.0082076 | 0.0082076 | 0.0094782 | 0.0050809 | 0.0050809 | 0.0050809 | 0.0050809 | 0.0050809 | 0.0050809 | #REF! | #REF! | 0.0010928 | 0.00077391 | 0.00074722 | 0.00072052 | 0.00072052 | 0.013135 | 0.013135 | 0.013135 | 0.013135 | 0.013135 | 0.013135 | 0.013135 | #REF! | #REF! | #REF! | 0 | #REF! | #REF! | #REF! | 13.1347 | 13.1347 | 13.1347 | 13.1347 | 13.1347 | 13.1347 | 13.1347 | 0.26284 | 0.26284 | 0.085984 | 0.085984 | 0.085984 | 0.085984 | 0.085984 | 0.016892 | 0.009771 | 0.009771 | 0.009771 | 0.009771 | 0.009771 | 0.009771 | 0.15104 | 0.15104 | 0.023822 | 0.010273 | 0.0099238 | 0.0095744 | 0.0095744 | [40 empty] | 1
* | SEELCBISLU | Biomass cofiring to sub-bit low S resid coal under 100 MW -- NOx and PM Emiss Acctg | PJ, PJ/a | ELCBSTMEA | CSTMSLCCU | 2010 | 50 | 1 | 1 | 1 |  | 0.0036 | 0.0071017 | 0.0071017 | 0.0066443 | 0.0066443 | 0.0066443 | 0.0066443 | 0.0066443 | 0.24883 | 0.24883 | 0.2345 | 0.22477 | 0.21877 | 0.21278 | 0.21278 | 0.26284 | 0.26284 | 0.085984 | 0.085984 | 0.085984 | 0.085984 | 0.085984 | 0.15104 | 0.15104 | 0.023822 | 0.010273 | 0.0099238 | 0.0095744 | 0.0095744 | 0.11681 | 0.11681 | 0.020675 | 0.0090746 | 0.0087566 | 0.0084386 | 0.0084386 | 0.016892 | 0.009771 | 0.009771 | 0.009771 | 0.009771 | 0.009771 | 0.009771 | 0.028936 | 0.028936 | 0.0082076 | 0.0082076 | 0.0082076 | 0.0082076 | 0.0082076 | 0.0094782 | 0.0050809 | 0.0050809 | 0.0050809 | 0.0050809 | 0.0050809 | 0.0050809 | #REF! | #REF! | 0.0010928 | 0.00077391 | 0.00074722 | 0.00072052 | 0.00072052 | 0.013135 | 0.013135 | 0.013135 | 0.013135 | 0.013135 | 0.013135 | 0.013135 | #REF! | #REF! | #REF! | 0 | #REF! | #REF! | #REF! | 13.1347 | 13.1347 | 13.1347 | 13.1347 | 13.1347 | 13.1347 | 13.1347 | 0.26284 | 0.26284 | 0.085984 | 0.085984 | 0.085984 | 0.085984 | 0.085984 | 0.016892 | 0.009771 | 0.009771 | 0.009771 | 0.009771 | 0.009771 | 0.009771 | 0.15104 | 0.15104 | 0.023822 | 0.010273 | 0.0099238 | 0.0095744 | 0.0095744 | [40 empty] | 1
* | SEELCBION | Biomass cofiring to new coal steam -- NOx and PM Emiss Acctg | PJ, PJ/a | ELCBSTMEA | COALSTMN | 2010 | 50 | 1 | 1 | 1 |  | 0.0036 | 0.0071017 | 0.0071017 | 0.0066443 | 0.0066443 | 0.0066443 | 0.0066443 | 0.0066443 | 0.24883 | 0.24883 | 0.2345 | 0.22477 | 0.21877 | 0.21278 | 0.21278 | 0.26284 | 0.26284 | 0.085984 | 0.085984 | 0.085984 | 0.085984 | 0.085984 | 0.15104 | 0.15104 | 0.023822 | 0.010273 | 0.0099238 | 0.0095744 | 0.0095744 | 0.11681 | 0.11681 | 0.020675 | 0.0090746 | 0.0087566 | 0.0084386 | 0.0084386 | 0.016892 | 0.009771 | 0.009771 | 0.009771 | 0.009771 | 0.009771 | 0.009771 | 0.028936 | 0.028936 | 0.0082076 | 0.0082076 | 0.0082076 | 0.0082076 | 0.0082076 | 0.0094782 | 0.0050809 | 0.0050809 | 0.0050809 | 0.0050809 | 0.0050809 | 0.0050809 | #REF! | #REF! | 0.0010928 | 0.00077391 | 0.00074722 | 0.00072052 | 0.00072052 | 0.013135 | 0.013135 | 0.013135 | 0.013135 | 0.013135 | 0.013135 | 0.013135 | #REF! | #REF! | #REF! | 0 | #REF! | #REF! | #REF! | 13.1347 | 13.1347 | 13.1347 | 13.1347 | 13.1347 | 13.1347 | 13.1347 | 0.26284 | 0.26284 | 0.085984 | 0.085984 | 0.085984 | 0.085984 | 0.085984 | 0.016892 | 0.009771 | 0.009771 | 0.009771 | 0.009771 | 0.009771 | 0.009771 | 0.15104 | 0.15104 | 0.023822 | 0.010273 | 0.0099238 | 0.0095744 | 0.0095744 | [40 empty] | 1
R1 | SECIGCCBH | Emissions Accounting: BH Coal to IGCC | PJ, PJ/a | ELCCOABH | COALIGCC |  |  |  |  | 1 |  | 0.0006 | 0.0012158 | 0.00061894 | 0.00036865 | 0.00038578 | 0.00039518 | 0.00040458 | 0.00040458 | 0.010902 | 0.010902 | 0.0064557 | 0.0067557 | 0.0069203 | 0.0070849 | 0.0070849 | 0.036278 | 0.01884 | 0.011156 | 0.011674 | 0.011959 | 0.012243 | 0.012243 | 0.005375 | 0.0026168 | 0.0015512 | 0.0016233 | 0.0016629 | 0.0017024 | 0.0017024 | 0.0026875 | 0.001314 | 0 | 0 | 0 | 0 | 0 | 0.036278 | 0.0068924 | 0.0040814 | 0.0042711 | 0.0043751 | 0.0044792 | 0.0044792 | 0.0043927 | 0.0041066 | 0.00066517 | 0.00069608 | 0.00071304 | 0.00073 | 0.00073 | 0.0043927 | 0.0041066 | 0.00099775 | 0.0010441 | 0.0010696 | 0.001095 | 0.001095 | #REF! | #REF! | 0 | 0 | 0 | 0 | 0 | 0.083357 | 0.083357 | 0.083357 | 0.083357 | 0.083357 | 0.083357 | 0.083357 | #REF! | #REF! | #REF! | 0 | #REF! | #REF! | #REF! | 83.3571 | 83.3571 | 83.3571 | 83.3571 | 83.3571 | 83.3571 | 83.3571 | 0.036278 | 0.01884 | 0.011156 | 0.011674 | 0.011959 | 0.012243 | 0.012243 | 0.036278 | 0.0068924 | 0.0040814 | 0.0042711 | 0.0043751 | 0.0044792 | 0.0044792 | 0.005375 | 0.0026168 | 0.0015512 | 0.0016233 | 0.0016629 | 0.0017024 | 0.0017024 | 83.3571 | 83.3571 | 83.3571 | 83.3571 | 83.3571 | 83.3571 | 83.3571 | [14 empty] | 83.3571 | 83.3571 | 83.3571 | 83.3571 | 83.3571 | 83.3571 | 83.3571 | 1.9 | 1.9 |  |  | 0.152 | 0.152 | [6 empty] | 1
R1 | SECIGCCBL | Emissions Accounting: BL Coal to IGCC | PJ, PJ/a | ELCCOABL | COALIGCC |  |  |  |  | 1 |  | 0.0006 | 0.0012158 | 0.00061894 | 0.00036865 | 0.00038578 | 0.00039518 | 0.00040458 | 0.00040458 | 0.010902 | 0.010902 | 0.0064557 | 0.0067557 | 0.0069203 | 0.0070849 | 0.0070849 | 0.036278 | 0.01884 | 0.011156 | 0.011674 | 0.011959 | 0.012243 | 0.012243 | 0.005375 | 0.0026168 | 0.0015512 | 0.0016233 | 0.0016629 | 0.0017024 | 0.0017024 | 0.0026875 | 0.001314 | 0 | 0 | 0 | 0 | 0 | 0.036278 | 0.0068924 | 0.0040814 | 0.0042711 | 0.0043751 | 0.0044792 | 0.0044792 | 0.0043927 | 0.0041066 | 0.00066517 | 0.00069608 | 0.00071304 | 0.00073 | 0.00073 | 0.0043927 | 0.0041066 | 0.00099775 | 0.0010441 | 0.0010696 | 0.001095 | 0.001095 | #REF! | #REF! | 0 | 0 | 0 | 0 | 0 | 0.083357 | 0.083357 | 0.083357 | 0.083357 | 0.083357 | 0.083357 | 0.083357 | #REF! | #REF! | #REF! | 0 | #REF! | #REF! | #REF! | 83.3571 | 83.3571 | 83.3571 | 83.3571 | 83.3571 | 83.3571 | 83.3571 | 0.036278 | 0.01884 | 0.011156 | 0.011674 | 0.011959 | 0.012243 | 0.012243 | 0.036278 | 0.0068924 | 0.0040814 | 0.0042711 | 0.0043751 | 0.0044792 | 0.0044792 | 0.005375 | 0.0026168 | 0.0015512 | 0.0016233 | 0.0016629 | 0.0017024 | 0.0017024 | 83.3571 | 83.3571 | 83.3571 | 83.3571 | 83.3571 | 83.3571 | 83.3571 | [14 empty] | 83.3571 | 83.3571 | 83.3571 | 83.3571 | 83.3571 | 83.3571 | 83.3571 | 1.9 | 1.9 |  |  | 0.152 | 0.152 | [6 empty] | 1
R1 | SECIGCCBM | Emissions Accounting: BM Coal to IGCC | PJ, PJ/a | ELCCOABM | COALIGCC |  |  |  |  | 1 |  | 0.0006 | 0.0012158 | 0.00061894 | 0.00036865 | 0.00038578 | 0.00039518 | 0.00040458 | 0.00040458 | 0.010902 | 0.010902 | 0.0064557 | 0.0067557 | 0.0069203 | 0.0070849 | 0.0070849 | 0.036278 | 0.01884 | 0.011156 | 0.011674 | 0.011959 | 0.012243 | 0.012243 | 0.005375 | 0.0026168 | 0.0015512 | 0.0016233 | 0.0016629 | 0.0017024 | 0.0017024 | 0.0026875 | 0.001314 | 0 | 0 | 0 | 0 | 0 | 0.036278 | 0.0068924 | 0.0040814 | 0.0042711 | 0.0043751 | 0.0044792 | 0.0044792 | 0.0043927 | 0.0041066 | 0.00066517 | 0.00069608 | 0.00071304 | 0.00073 | 0.00073 | 0.0043927 | 0.0041066 | 0.00099775 | 0.0010441 | 0.0010696 | 0.001095 | 0.001095 | #REF! | #REF! | 0 | 0 | 0 | 0 | 0 | 0.083357 | 0.083357 | 0.083357 | 0.083357 | 0.083357 | 0.083357 | 0.083357 | #REF! | #REF! | #REF! | 0 | #REF! | #REF! | #REF! | 83.3571 | 83.3571 | 83.3571 | 83.3571 | 83.3571 | 83.3571 | 83.3571 | 0.036278 | 0.01884 | 0.011156 | 0.011674 | 0.011959 | 0.012243 | 0.012243 | 0.036278 | 0.0068924 | 0.0040814 | 0.0042711 | 0.0043751 | 0.0044792 | 0.0044792 | 0.005375 | 0.0026168 | 0.0015512 | 0.0016233 | 0.0016629 | 0.0017024 | 0.0017024 | 83.3571 | 83.3571 | 83.3571 | 83.3571 | 83.3571 | 83.3571 | 83.3571 | [14 empty] | 83.3571 | 83.3571 | 83.3571 | 83.3571 | 83.3571 | 83.3571 | 83.3571 | 1.9 | 1.9 |  |  | 0.152 | 0.152 | [6 empty] | 1
R1 | SECIGCCLH | Emissions Accounting: LH Coal to IGCC | PJ, PJ/a | ELCCOALH | COALIGCC |  |  |  |  | 1 |  | 0.0006 | 0.0012158 | 0.00061894 | 0.00036865 | 0.00038578 | 0.00039518 | 0.00040458 | 0.00040458 | 0.010902 | 0.010902 | 0.0064557 | 0.0067557 | 0.0069203 | 0.0070849 | 0.0070849 | 0.036278 | 0.01884 | 0.011156 | 0.011674 | 0.011959 | 0.012243 | 0.012243 | 0.005375 | 0.0026168 | 0.0015512 | 0.0016233 | 0.0016629 | 0.0017024 | 0.0017024 | 0.0026875 | 0.001314 | 0 | 0 | 0 | 0 | 0 | 0.036278 | 0.0068924 | 0.0040814 | 0.0042711 | 0.0043751 | 0.0044792 | 0.0044792 | 0.0043927 | 0.0041066 | 0.00066517 | 0.00069608 | 0.00071304 | 0.00073 | 0.00073 | 0.0043927 | 0.0041066 | 0.00099775 | 0.0010441 | 0.0010696 | 0.001095 | 0.001095 | #REF! | #REF! | 0 | 0 | 0 | 0 | 0 | 0.083357 | 0.083357 | 0.083357 | 0.083357 | 0.083357 | 0.083357 | 0.083357 | #REF! | #REF! | #REF! | 0 | #REF! | #REF! | #REF! | 83.3571 | 83.3571 | 83.3571 | 83.3571 | 83.3571 | 83.3571 | 83.3571 | 0.036278 | 0.01884 | 0.011156 | 0.011674 | 0.011959 | 0.012243 | 0.012243 | 0.036278 | 0.0068924 | 0.0040814 | 0.0042711 | 0.0043751 | 0.0044792 | 0.0044792 | 0.005375 | 0.0026168 | 0.0015512 | 0.0016233 | 0.0016629 | 0.0017024 | 0.0017024 | 83.3571 | 83.3571 | 83.3571 | 83.3571 | 83.3571 | 83.3571 | 83.3571 | [14 empty] | 83.3571 | 83.3571 | 83.3571 | 83.3571 | 83.3571 | 83.3571 | 83.3571 | 1.9 | 1.9 |  |  | 0.152 | 0.152 | [6 empty] | 1
R1 | SECIGCCLM | Emissions Accounting: LM Coal to IGCC | PJ, PJ/a | ELCCOALM | COALIGCC |  |  |  |  | 1 |  | 0.0006 | 0.0012158 | 0.00061894 | 0.00036865 | 0.00038578 | 0.00039518 | 0.00040458 | 0.00040458 | 0.010902 | 0.010902 | 0.0064557 | 0.0067557 | 0.0069203 | 0.0070849 | 0.0070849 | 0.036278 | 0.01884 | 0.011156 | 0.011674 | 0.011959 | 0.012243 | 0.012243 | 0.005375 | 0.0026168 | 0.0015512 | 0.0016233 | 0.0016629 | 0.0017024 | 0.0017024 | 0.0026875 | 0.001314 | 0 | 0 | 0 | 0 | 0 | 0.036278 | 0.0068924 | 0.0040814 | 0.0042711 | 0.0043751 | 0.0044792 | 0.0044792 | 0.0043927 | 0.0041066 | 0.00066517 | 0.00069608 | 0.00071304 | 0.00073 | 0.00073 | 0.0043927 | 0.0041066 | 0.00099775 | 0.0010441 | 0.0010696 | 0.001095 | 0.001095 | #REF! | #REF! | 0 | 0 | 0 | 0 | 0 | 0.083357 | 0.083357 | 0.083357 | 0.083357 | 0.083357 | 0.083357 | 0.083357 | #REF! | #REF! | #REF! | 0 | #REF! | #REF! | #REF! | 83.3571 | 83.3571 | 83.3571 | 83.3571 | 83.3571 | 83.3571 | 83.3571 | 0.036278 | 0.01884 | 0.011156 | 0.011674 | 0.011959 | 0.012243 | 0.012243 | 0.036278 | 0.0068924 | 0.0040814 | 0.0042711 | 0.0043751 | 0.0044792 | 0.0044792 | 0.005375 | 0.0026168 | 0.0015512 | 0.0016233 | 0.0016629 | 0.0017024 | 0.0017024 | 83.3571 | 83.3571 | 83.3571 | 83.3571 | 83.3571 | 83.3571 | 83.3571 | [14 empty] | 83.3571 | 83.3571 | 83.3571 | 83.3571 | 83.3571 | 83.3571 | 83.3571 | 1.9 | 1.9 |  |  | 0.152 | 0.152 | [6 empty] | 1
R1 | SECIGCCSL | Emissions Accounting: SL Coal to IGCC | PJ, PJ/a | ELCCOASL | COALIGCC |  |  |  |  | 1 |  | 0.0006 | 0.0012158 | 0.00061894 | 0.00036865 | 0.00038578 | 0.00039518 | 0.00040458 | 0.00040458 | 0.010902 | 0.010902 | 0.0064557 | 0.0067557 | 0.0069203 | 0.0070849 | 0.0070849 | 0.036278 | 0.01884 | 0.011156 | 0.011674 | 0.011959 | 0.012243 | 0.012243 | 0.005375 | 0.0026168 | 0.0015512 | 0.0016233 | 0.0016629 | 0.0017024 | 0.0017024 | 0.0026875 | 0.001314 | 0 | 0 | 0 | 0 | 0 | 0.036278 | 0.0068924 | 0.0040814 | 0.0042711 | 0.0043751 | 0.0044792 | 0.0044792 | 0.0043927 | 0.0041066 | 0.00066517 | 0.00069608 | 0.00071304 | 0.00073 | 0.00073 | 0.0043927 | 0.0041066 | 0.00099775 | 0.0010441 | 0.0010696 | 0.001095 | 0.001095 | #REF! | #REF! | 0 | 0 | 0 | 0 | 0 | 0.083357 | 0.083357 | 0.083357 | 0.083357 | 0.083357 | 0.083357 | 0.083357 | #REF! | #REF! | #REF! | 0 | #REF! | #REF! | #REF! | 83.3571 | 83.3571 | 83.3571 | 83.3571 | 83.3571 | 83.3571 | 83.3571 | 0.036278 | 0.01884 | 0.011156 | 0.011674 | 0.011959 | 0.012243 | 0.012243 | 0.036278 | 0.0068924 | 0.0040814 | 0.0042711 | 0.0043751 | 0.0044792 | 0.0044792 | 0.005375 | 0.0026168 | 0.0015512 | 0.0016233 | 0.0016629 | 0.0017024 | 0.0017024 | 83.3571 | 83.3571 | 83.3571 | 83.3571 | 83.3571 | 83.3571 | 83.3571 | [14 empty] | 83.3571 | 83.3571 | 83.3571 | 83.3571 | 83.3571 | 83.3571 | 83.3571 | 1.9 | 1.9 |  |  | 0.152 | 0.152
R1 | SECIGCCSM | Emissions Accounting: SM Coal to IGCC | PJ, PJ/a | ELCCOASM | COALIGCC |  |  |  |  | 1 |  | 0.0006 | 0.0012158 | 0.00061894 | 0.00036865 | 0.00038578 | 0.00039518 | 0.00040458 | 0.00040458 | 0.010902 | 0.010902 | 0.0064557 | 0.0067557 | 0.0069203 | 0.0070849 | 0.0070849 | 0.036278 | 0.01884 | 0.011156 | 0.011674 | 0.011959 | 0.012243 | 0.012243 | 0.005375 | 0.0026168 | 0.0015512 | 0.0016233 | 0.0016629 | 0.0017024 | 0.0017024 | 0.0026875 | 0.001314 | 0 | 0 | 0 | 0 | 0 | 0.036278 | 0.0068924 | 0.0040814 | 0.0042711 | 0.0043751 | 0.0044792 | 0.0044792 | 0.0043927 | 0.0041066 | 0.00066517 | 0.00069608 | 0.00071304 | 0.00073 | 0.00073 | 0.0043927 | 0.0041066 | 0.00099775 | 0.0010441 | 0.0010696 | 0.001095 | 0.001095 | #REF! | #REF! | 0 | 0 | 0 | 0 | 0 | 0.083357 | 0.083357 | 0.083357 | 0.083357 | 0.083357 | 0.083357 | 0.083357 | #REF! | #REF! | #REF! | 0 | #REF! | #REF! | #REF! | 83.3571 | 83.3571 | 83.3571 | 83.3571 | 83.3571 | 83.3571 | 83.3571 | 0.036278 | 0.01884 | 0.011156 | 0.011674 | 0.011959 | 0.012243 | 0.012243 | 0.036278 | 0.0068924 | 0.0040814 | 0.0042711 | 0.0043751 | 0.0044792 | 0.0044792 | 0.005375 | 0.0026168 | 0.0015512 | 0.0016233 | 0.0016629 | 0.0017024 | 0.0017024 | 83.3571 | 83.3571 | 83.3571 | 83.3571 | 83.3571 | 83.3571 | 83.3571 | [14 empty] | 83.3571 | 83.3571 | 83.3571 | 83.3571 | 83.3571 | 83.3571 | 83.3571 | 1.9 | 1.9 |  |  | 0.152 | 0.152
*Coal | [46 empty] | 0 | [27 empty] | 0 | [13 empty] | 0 | [13 empty] | 0 | [6 empty] | 0 | [6 empty] | 0 | [6 empty] | 0 | [33 empty] | 1
R1 | SECSTMBH | Emissions Accounting: BH Coal to New Steam Electric | PJ, PJ/a | ELCCOABH | COALSTMN |  |  | 1 | 1 | 1 |  | 0.0006 | 0.0011589 | 0.0011589 | 0.0010343 | 0.0010343 | 0.0010343 | 0.0010343 | 0.0010343 | 0.013068 | 0.0095135 | 0.0087163 | 0.0087163 | 0.0087163 | 0.0087163 | 0.0087163 | 0.18666 | 0.18666 | 0.18666 | 0.18666 | 0.18666 | 0.18666 | 0.18666 | 0.013103 | 0.013103 | 0.013103 | 0.013103 | 0.013103 | 0.013103 | 0.013103 | 0.010298 | 0.010298 | 0.010298 | 0.010298 | 0.010298 | 0.010298 | 0.010298 | 0.051056 | 0.051056 | 0.051056 | 0.051056 | 0.051056 | 0.051056 | 0.051056 | 0.0010495 | 0.00096677 | 0.00095625 | 0.00095625 | 0.00095625 | 0.00095625 | 0.00095625 | 0.0014286 | 0.0014286 | 0.0014042 | 0.0014042 | 0.0014042 | 0.0014042 | 0.0014042 | #REF! | #REF! | 0.00031691 | 0.00029172 | 0.00027613 | 0.00026054 | 0.00026054 | 0.083357 | 0.083357 | 0.083357 | 0.083357 | 0.083357 | 0.083357 | 0.083357 | #REF! | #REF! | #REF! | 0 | #REF! | #REF! | #REF! | 83.3571 | 83.3571 | 83.3571 | 83.3571 | 83.3571 | 83.3571 | 83.3571 | 0.18666 | 0.18666 | 0.18666 | 0.18666 | 0.18666 | 0.18666 | 0.18666 | 0.051056 | 0.051056 | 0.051056 | 0.051056 | 0.051056 | 0.051056 | 0.051056 | 0.013103 | 0.013103 | 0.013103 | 0.013103 | 0.013103 | 0.013103 | 0.013103 | 83.3571 | 83.3571 | 83.3571 | 83.3571 | 83.3571 | 83.3571 | 83.3571 | [14 empty] | 83.3571 | 83.3571 | 83.3571 | 83.3571 | 83.3571 | 83.3571 | 83.3571 | 1.9 | 1.9 |  |  | 0.152 | 0.152 |  |  |  |  | 3.3155 | 3.3155 | 1
R1 | SECSTMBL | Emissions Accounting: BL Coal to New Steam Electric | PJ, PJ/a | ELCCOABL | COALSTMN |  |  | 1 | 1 | 1 |  | 0.0006 | 0.0011589 | 0.0011589 | 0.0010343 | 0.0010343 | 0.0010343 | 0.0010343 | 0.0010343 | 0.013068 | 0.0095135 | 0.0087163 | 0.0087163 | 0.0087163 | 0.0087163 | 0.0087163 | 0.18666 | 0.18666 | 0.18666 | 0.18666 | 0.18666 | 0.18666 | 0.18666 | 0.013103 | 0.013103 | 0.013103 | 0.013103 | 0.013103 | 0.013103 | 0.013103 | 0.010298 | 0.010298 | 0.010298 | 0.010298 | 0.010298 | 0.010298 | 0.010298 | 0.0064324 | 0.0064324 | 0.0064324 | 0.0064324 | 0.0064324 | 0.0064324 | 0.0064324 | 0.0010495 | 0.00096677 | 0.00095625 | 0.00095625 | 0.00095625 | 0.00095625 | 0.00095625 | 0.0014286 | 0.0014286 | 0.0014042 | 0.0014042 | 0.0014042 | 0.0014042 | 0.0014042 | #REF! | #REF! | 0.00031691 | 0.00029172 | 0.00027613 | 0.00026054 | 0.00026054 | 0.083357 | 0.083357 | 0.083357 | 0.083357 | 0.083357 | 0.083357 | 0.083357 | #REF! | #REF! | #REF! | 0 | #REF! | #REF! | #REF! | 83.3571 | 83.3571 | 83.3571 | 83.3571 | 83.3571 | 83.3571 | 83.3571 | 0.18666 | 0.18666 | 0.18666 | 0.18666 | 0.18666 | 0.18666 | 0.18666 | 0.0064324 | 0.0064324 | 0.0064324 | 0.0064324 | 0.0064324 | 0.0064324 | 0.0064324 | 0.013103 | 0.013103 | 0.013103 | 0.013103 | 0.013103 | 0.013103 | 0.013103 | 83.3571 | 83.3571 | 83.3571 | 83.3571 | 83.3571 | 83.3571 | 83.3571 | [14 empty] | 83.3571 | 83.3571 | 83.3571 | 83.3571 | 83.3571 | 83.3571 | 83.3571 | 1.9 | 1.9 |  |  | 0.152 | 0.152 |  |  |  |  | 3.3155 | 3.3155 | 1
R1 | SECSTMBM | Emissions Accounting: BM Coal to New Steam Electric | PJ, PJ/a | ELCCOABM | COALSTMN |  |  | 1 | 1 | 1 |  | 0.0006 | 0.0011589 | 0.0011589 | 0.0010343 | 0.0010343 | 0.0010343 | 0.0010343 | 0.0010343 | 0.013068 | 0.0095135 | 0.0087163 | 0.0087163 | 0.0087163 | 0.0087163 | 0.0087163 | 0.18666 | 0.18666 | 0.18666 | 0.18666 | 0.18666 | 0.18666 | 0.18666 | 0.013103 | 0.013103 | 0.013103 | 0.013103 | 0.013103 | 0.013103 | 0.013103 | 0.010298 | 0.010298 | 0.010298 | 0.010298 | 0.010298 | 0.010298 | 0.010298 | 0.022726 | 0.022726 | 0.022726 | 0.022726 | 0.022726 | 0.022726 | 0.022726 | 0.0010495 | 0.00096677 | 0.00095625 | 0.00095625 | 0.00095625 | 0.00095625 | 0.00095625 | 0.0014286 | 0.0014286 | 0.0014042 | 0.0014042 | 0.0014042 | 0.0014042 | 0.0014042 | #REF! | #REF! | 0.00031691 | 0.00029172 | 0.00027613 | 0.00026054 | 0.00026054 | 0.083357 | 0.083357 | 0.083357 | 0.083357 | 0.083357 | 0.083357 | 0.083357 | #REF! | #REF! | #REF! | 0 | #REF! | #REF! | #REF! | 83.3571 | 83.3571 | 83.3571 | 83.3571 | 83.3571 | 83.3571 | 83.3571 | 0.18666 | 0.18666 | 0.18666 | 0.18666 | 0.18666 | 0.18666 | 0.18666 | 0.022726 | 0.022726 | 0.022726 | 0.022726 | 0.022726 | 0.022726 | 0.022726 | 0.013103 | 0.013103 | 0.013103 | 0.013103 | 0.013103 | 0.013103 | 0.013103 | 83.3571 | 83.3571 | 83.3571 | 83.3571 | 83.3571 | 83.3571 | 83.3571 | [14 empty] | 83.3571 | 83.3571 | 83.3571 | 83.3571 | 83.3571 | 83.3571 | 83.3571 | 1.9 | 1.9 |  |  | 0.152 | 0.152 |  |  |  |  | 3.3155 | 3.3155 | 1
R1 | SECSTMLH | Emissions Accounting: LH Coal to New Steam Electric | PJ, PJ/a | ELCCOALH | COALSTMN |  |  | 1 | 1 | 1 |  | 0.0006 | 0.0012581 | 0.0012581 | 0.0012581 | 0.0012581 | 0.0012581 | 0.0012581 | 0.0012581 | 0.013068 | 0.010591 | 0.010591 | 0.010591 | 0.010591 | 0.010591 | 0.010591 | 0.18666 | 0.18666 | 0.18666 | 0.18666 | 0.18666 | 0.18666 | 0.18666 | 0.013103 | 0.013103 | 0.013103 | 0.013103 | 0.013103 | 0.013103 | 0.013103 | 0.010298 | 0.010298 | 0.010298 | 0.010298 | 0.010298 | 0.010298 | 0.010298 | 0.038204 | 0.038204 | 0.038204 | 0.038204 | 0.038204 | 0.038204 | 0.038204 | 0.0010495 | 0.00099539 | 0.00099539 | 0.00099539 | 0.00099539 | 0.00099539 | 0.00099539 | 0.0014835 | 0.0014835 | 0.0014835 | 0.0014835 | 0.0014835 | 0.0014835 | 0.0014835 | #REF! | #REF! | 9.0036e-05 | 0.00062009 | 0.00058628 | 0.00055246 | 0.00055246 | 0.087565 | 0.087565 | 0.087565 | 0.087565 | 0.087565 | 0.087565 | 0.087565 | 0 | 0 | 0 | 0 | 0 | 0 | 0 | 87.5646 | 87.5646 | 87.5646 | 87.5646 | 87.5646 | 87.5646 | 87.5646 | 0.18666 | 0.18666 | 0.18666 | 0.18666 | 0.18666 | 0.18666 | 0.18666 | 0.038204 | 0.038204 | 0.038204 | 0.038204 | 0.038204 | 0.038204 | 0.038204 | 0.013103 | 0.013103 | 0.013103 | 0.013103 | 0.013103 | 0.013103 | 0.013103 | 87.5646 | 87.5646 | 87.5646 | 87.5646 | 87.5646 | 87.5646 | 87.5646 | [14 empty] | 87.5646 | 87.5646 | 87.5646 | 87.5646 | 87.5646 | 87.5646 | 87.5646 | 1.9 | 1.9 |  |  | 0.152 | 0.152 |  |  |  |  | 3.3155 | 3.3155 | 1
R1 | SECSTMLM | Emissions Accounting: LM Coal to New Steam Electric | PJ, PJ/a | ELCCOALM | COALSTMN |  |  | 1 | 1 | 1 |  | 0.0006 | 0.0012581 | 0.0012581 | 0.0012581 | 0.0012581 | 0.0012581 | 0.0012581 | 0.0012581 | 0.013068 | 0.010591 | 0.010591 | 0.010591 | 0.010591 | 0.010591 | 0.010591 | 0.18666 | 0.18666 | 0.18666 | 0.18666 | 0.18666 | 0.18666 | 0.18666 | 0.013103 | 0.013103 | 0.013103 | 0.013103 | 0.013103 | 0.013103 | 0.013103 | 0.010298 | 0.010298 | 0.010298 | 0.010298 | 0.010298 | 0.010298 | 0.010298 | 0.027106 | 0.027106 | 0.027106 | 0.027106 | 0.027106 | 0.027106 | 0.027106 | 0.0010495 | 0.00099539 | 0.00099539 | 0.00099539 | 0.00099539 | 0.00099539 | 0.00099539 | 0.0014835 | 0.0014835 | 0.0014835 | 0.0014835 | 0.0014835 | 0.0014835 | 0.0014835 | #REF! | #REF! | 9.0036e-05 | 0.00062009 | 0.00058628 | 0.00055246 | 0.00055246 | 0.087565 | 0.087565 | 0.087565 | 0.087565 | 0.087565 | 0.087565 | 0.087565 | 0 | 0 | 0 | 0 | 0 | 0 | 0 | 87.5646 | 87.5646 | 87.5646 | 87.5646 | 87.5646 | 87.5646 | 87.5646 | 0.18666 | 0.18666 | 0.18666 | 0.18666 | 0.18666 | 0.18666 | 0.18666 | 0.027106 | 0.027106 | 0.027106 | 0.027106 | 0.027106 | 0.027106 | 0.027106 | 0.013103 | 0.013103 | 0.013103 | 0.013103 | 0.013103 | 0.013103 | 0.013103 | 87.5646 | 87.5646 | 87.5646 | 87.5646 | 87.5646 | 87.5646 | 87.5646 | [14 empty] | 87.5646 | 87.5646 | 87.5646 | 87.5646 | 87.5646 | 87.5646 | 87.5646 | 1.9 | 1.9 |  |  | 0.152 | 0.152 |  |  |  |  | 3.3155 | 3.3155 | 1
R1 | SECSTMSL | Emissions Accounting: SL Coal to New Steam Electric | PJ, PJ/a | ELCCOASL | COALSTMN |  |  | 1 | 1 | 1 |  | 0.0006 | 0.0012286 | 0.0012286 | 0.0012286 | 0.0012286 | 0.0012286 | 0.0012286 | 0.0012286 | 0.013068 | 0.010343 | 0.010343 | 0.010343 | 0.010343 | 0.010343 | 0.010343 | 0.18666 | 0.18666 | 0.18666 | 0.18666 | 0.18666 | 0.18666 | 0.18666 | 0.013103 | 0.013103 | 0.013103 | 0.013103 | 0.013103 | 0.013103 | 0.013103 | 0.010298 | 0.010298 | 0.010298 | 0.010298 | 0.010298 | 0.010298 | 0.010298 | 0.008716 | 0.008716 | 0.008716 | 0.008716 | 0.008716 | 0.008716 | 0.008716 | 0.0010495 | 0.00097206 | 0.00097206 | 0.00097206 | 0.00097206 | 0.00097206 | 0.00097206 | 0.0014488 | 0.0014488 | 0.0014488 | 0.0014488 | 0.0014488 | 0.0014488 | 0.0014488 | #REF! | #REF! | 8.7925e-05 | 0.00060556 | 0.00057254 | 0.00053952 | 0.00053952 | 0.085512 | 0.085512 | 0.085512 | 0.085512 | 0.085512 | 0.085512 | 0.085512 | 0 | 0 | 0 | 0 | 0 | 0 | 0 | 85.5123 | 85.5123 | 85.5123 | 85.5123 | 85.5123 | 85.5123 | 85.5123 | 0.18666 | 0.18666 | 0.18666 | 0.18666 | 0.18666 | 0.18666 | 0.18666 | 0.008716 | 0.008716 | 0.008716 | 0.008716 | 0.008716 | 0.008716 | 0.008716 | 0.013103 | 0.013103 | 0.013103 | 0.013103 | 0.013103 | 0.013103 | 0.013103 | 85.5123 | 85.5123 | 85.5123 | 85.5123 | 85.5123 | 85.5123 | 85.5123 | [14 empty] | 85.5123 | 85.5123 | 85.5123 | 85.5123 | 85.5123 | 85.5123 | 85.5123 | 1.9 | 1.9 |  |  | 0.152 | 0.152 |  |  |  |  | 3.3155 | 3.3155 | 1
R1 | SECSTMSM | Emissions Accounting: SM Coal to New Steam Electric | PJ, PJ/a | ELCCOASM | COALSTMN |  |  | 1 | 1 | 1 |  | 0.0006 | 0.0012286 | 0.0012286 | 0.0012286 | 0.0012286 | 0.0012286 | 0.0012286 | 0.0012286 | 0.013068 | 0.010343 | 0.010343 | 0.010343 | 0.010343 | 0.010343 | 0.010343 | 0.18666 | 0.18666 | 0.18666 | 0.18666 | 0.18666 | 0.18666 | 0.18666 | 0.013103 | 0.013103 | 0.013103 | 0.013103 | 0.013103 | 0.013103 | 0.013103 | 0.010298 | 0.010298 | 0.010298 | 0.010298 | 0.010298 | 0.010298 | 0.010298 | 0.015116 | 0.015116 | 0.015116 | 0.015116 | 0.015116 | 0.015116 | 0.015116 | 0.0010495 | 0.00097206 | 0.00097206 | 0.00097206 | 0.00097206 | 0.00097206 | 0.00097206 | 0.0014488 | 0.0014488 | 0.0014488 | 0.0014488 | 0.0014488 | 0.0014488 | 0.0014488 | #REF! | #REF! | 8.7925e-05 | 0.00060556 | 0.00057254 | 0.00053952 | 0.00053952 | 0.085512 | 0.085512 | 0.085512 | 0.085512 | 0.085512 | 0.085512 | 0.085512 | 0 | 0 | 0 | 0 | 0 | 0 | 0 | 85.5123 | 85.5123 | 85.5123 | 85.5123 | 85.5123 | 85.5123 | 85.5123 | 0.18666 | 0.18666 | 0.18666 | 0.18666 | 0.18666 | 0.18666 | 0.18666 | 0.015116 | 0.015116 | 0.015116 | 0.015116 | 0.015116 | 0.015116 | 0.015116 | 0.013103 | 0.013103 | 0.013103 | 0.013103 | 0.013103 | 0.013103 | 0.013103 | 85.5123 | 85.5123 | 85.5123 | 85.5123 | 85.5123 | 85.5123 | 85.5123 | [14 empty] | 85.5123 | 85.5123 | 85.5123 | 85.5123 | 85.5123 | 85.5123 | 85.5123 | 1.9 | 1.9 |  |  | 0.152 | 0.152 |  |  |  |  | 3.3155 | 3.3155
R1 | SECSTMRBH | Emissions Accounting: BH Coal to Residual Steam Electric | PJ, PJ/a | ELCCOABH | CSTMBH |  |  | 1 | 1 | 1 |  | 0.0006 | 0.0011589 | 0.0011589 | 0.0010343 | 0.0010343 | 0.0010343 | 0.0010343 | 0.0010343 | 0.013068 | 0.0095135 | 0.0087163 | 0.0087163 | 0.0087163 | 0.0087163 | 0.0087163 | 0.346 | 0.346 | 0.346 | 0.346 | 0.346 | 0.346 | 0.346 | 0.013103 | 0.013103 | 0.013103 | 0.013103 | 0.013103 | 0.013103 | 0.013103 | 0.010298 | 0.010298 | 0.010298 | 0.010298 | 0.010298 | 0.010298 | 0.010298 | 1.186 | 1.186 | 1.186 | 1.186 | 1.186 | 1.186 | 1.186 | 0.0010495 | 0.00096677 | 0.00095625 | 0.00095625 | 0.00095625 | 0.00095625 | 0.00095625 | 0.0014286 | 0.0014286 | 0.0014042 | 0.0014042 | 0.0014042 | 0.0014042 | 0.0014042 | #REF! | #REF! | 0.00031691 | 0.00029172 | 0.00027613 | 0.00026054 | 0.00026054 | 0.083357 | 0.083357 | 0.083357 | 0.083357 | 0.083357 | 0.083357 | 0.083357 | #REF! | #REF! | #REF! | 0 | #REF! | #REF! | #REF! | 83.3571 | 83.3571 | 83.3571 | 83.3571 | 83.3571 | 83.3571 | 83.3571 | 0.346 | 0.346 | 0.346 | 0.346 | 0.346 | 0.346 | 0.346 | 1.186 | 1.186 | 1.186 | 1.186 | 1.186 | 1.186 | 1.186 | 0.013103 | 0.013103 | 0.013103 | 0.013103 | 0.013103 | 0.013103 | 0.013103 | 83.3571 | 83.3571 | 83.3571 | 83.3571 | 83.3571 | 83.3571 | 83.3571 | 83.3571 | 83.3571 | 83.3571 | 83.3571 | 83.3571 | 83.3571 | 83.3571 | 83.3571 | 83.3571 | 83.3571 | 83.3571 | 83.3571 | 83.3571 | 83.3571 | [7 empty] | 1.9 | 1.9 |  |  | 0.152 | 0.152 |  |  |  |  | 3.3155 | 3.3155
R1 | SECSTMRBL | Emissions Accounting: BL Coal to Residual Steam Electric | PJ, PJ/a | ELCCOABL | CSTMBL |  |  | 1 | 1 | 1 |  | 0.0006 | 0.0011589 | 0.0011589 | 0.0010343 | 0.0010343 | 0.0010343 | 0.0010343 | 0.0010343 | 0.013068 | 0.0095135 | 0.0087163 | 0.0087163 | 0.0087163 | 0.0087163 | 0.0087163 | 0.346 | 0.346 | 0.346 | 0.346 | 0.346 | 0.346 | 0.346 | 0.013103 | 0.013103 | 0.013103 | 0.013103 | 0.013103 | 0.013103 | 0.013103 | 0.010298 | 0.010298 | 0.010298 | 0.010298 | 0.010298 | 0.010298 | 0.010298 | 0.1474 | 0.1474 | 0.1474 | 0.1474 | 0.1474 | 0.1474 | 0.1474 | 0.0010495 | 0.00096677 | 0.00095625 | 0.00095625 | 0.00095625 | 0.00095625 | 0.00095625 | 0.0014286 | 0.0014286 | 0.0014042 | 0.0014042 | 0.0014042 | 0.0014042 | 0.0014042 | #REF! | #REF! | 0.00031691 | 0.00029172 | 0.00027613 | 0.00026054 | 0.00026054 | 0.083357 | 0.083357 | 0.083357 | 0.083357 | 0.083357 | 0.083357 | 0.083357 | #REF! | #REF! | #REF! | 0 | #REF! | #REF! | #REF! | 83.3571 | 83.3571 | 83.3571 | 83.3571 | 83.3571 | 83.3571 | 83.3571 | 0.346 | 0.346 | 0.346 | 0.346 | 0.346 | 0.346 | 0.346 | 0.1474 | 0.1474 | 0.1474 | 0.1474 | 0.1474 | 0.1474 | 0.1474 | 0.013103 | 0.013103 | 0.013103 | 0.013103 | 0.013103 | 0.013103 | 0.013103 | 83.3571 | 83.3571 | 83.3571 | 83.3571 | 83.3571 | 83.3571 | 83.3571 | 83.3571 | 83.3571 | 83.3571 | 83.3571 | 83.3571 | 83.3571 | 83.3571 | 83.3571 | 83.3571 | 83.3571 | 83.3571 | 83.3571 | 83.3571 | 83.3571 | [7 empty] | 1.9 | 1.9 |  |  | 0.152 | 0.152 |  |  |  |  | 3.3155 | 3.3155 | 1
R1 | SECSTMRBM | Emissions Accounting: BM Coal to Residual Steam Electric | PJ, PJ/a | ELCCOABM | CSTMBM |  |  | 1 | 1 | 1 |  | 0.0006 | 0.0011589 | 0.0011589 | 0.0010343 | 0.0010343 | 0.0010343 | 0.0010343 | 0.0010343 | 0.013068 | 0.0095135 | 0.0087163 | 0.0087163 | 0.0087163 | 0.0087163 | 0.0087163 | 0.346 | 0.346 | 0.346 | 0.346 | 0.346 | 0.346 | 0.346 | 0.013103 | 0.013103 | 0.013103 | 0.013103 | 0.013103 | 0.013103 | 0.013103 | 0.010298 | 0.010298 | 0.010298 | 0.010298 | 0.010298 | 0.010298 | 0.010298 | 0.526 | 0.526 | 0.526 | 0.526 | 0.526 | 0.526 | 0.526 | 0.0010495 | 0.00096677 | 0.00095625 | 0.00095625 | 0.00095625 | 0.00095625 | 0.00095625 | 0.0014286 | 0.0014286 | 0.0014042 | 0.0014042 | 0.0014042 | 0.0014042 | 0.0014042 | #REF! | #REF! | 0.00031691 | 0.00029172 | 0.00027613 | 0.00026054 | 0.00026054 | 0.083357 | 0.083357 | 0.083357 | 0.083357 | 0.083357 | 0.083357 | 0.083357 | #REF! | #REF! | #REF! | 0 | #REF! | #REF! | #REF! | 83.3571 | 83.3571 | 83.3571 | 83.3571 | 83.3571 | 83.3571 | 83.3571 | 0.346 | 0.346 | 0.346 | 0.346 | 0.346 | 0.346 | 0.346 | 0.526 | 0.526 | 0.526 | 0.526 | 0.526 | 0.526 | 0.526 | 0.013103 | 0.013103 | 0.013103 | 0.013103 | 0.013103 | 0.013103 | 0.013103 | 83.3571 | 83.3571 | 83.3571 | 83.3571 | 83.3571 | 83.3571 | 83.3571 | 83.3571 | 83.3571 | 83.3571 | 83.3571 | 83.3571 | 83.3571 | 83.3571 | 83.3571 | 83.3571 | 83.3571 | 83.3571 | 83.3571 | 83.3571 | 83.3571 | [7 empty] | 1.9 | 1.9 |  |  | 0.152 | 0.152 |  |  |  |  | 3.3155 | 3.3155 | 1
R1 | SECSTMRLH | Emissions Accounting: LH Coal to Residual Steam Electric | PJ, PJ/a | ELCCOALH | CSTMLH |  |  | 1 | 1 | 1 |  | 0.0006 | 0.0012581 | 0.0012581 | 0.0012581 | 0.0012581 | 0.0012581 | 0.0012581 | 0.0012581 | 0.013068 | 0.010591 | 0.010591 | 0.010591 | 0.010591 | 0.010591 | 0.010591 | 0.201 | 0.201 | 0.201 | 0.201 | 0.201 | 0.201 | 0.201 | 0.013103 | 0.013103 | 0.013103 | 0.013103 | 0.013103 | 0.013103 | 0.013103 | 0.010298 | 0.010298 | 0.010298 | 0.010298 | 0.010298 | 0.010298 | 0.010298 | 0.964 | 0.964 | 0.964 | 0.964 | 0.964 | 0.964 | 0.964 | 0.0010495 | 0.00099539 | 0.00099539 | 0.00099539 | 0.00099539 | 0.00099539 | 0.00099539 | 0.0014835 | 0.0014835 | 0.0014835 | 0.0014835 | 0.0014835 | 0.0014835 | 0.0014835 | #REF! | #REF! | 9.0036e-05 | 0.00062009 | 0.00058628 | 0.00055246 | 0.00055246 | 0.087565 | 0.087565 | 0.087565 | 0.087565 | 0.087565 | 0.087565 | 0.087565 | 0 | 0 | 0 | 0 | 0 | 0 | 0 | 87.5646 | 87.5646 | 87.5646 | 87.5646 | 87.5646 | 87.5646 | 87.5646 | 0.201 | 0.201 | 0.201 | 0.201 | 0.201 | 0.201 | 0.201 | 0.964 | 0.964 | 0.964 | 0.964 | 0.964 | 0.964 | 0.964 | 0.013103 | 0.013103 | 0.013103 | 0.013103 | 0.013103 | 0.013103 | 0.013103 | 87.5646 | 87.5646 | 87.5646 | 87.5646 | 87.5646 | 87.5646 | 87.5646 | 87.5646 | 87.5646 | 87.5646 | 87.5646 | 87.5646 | 87.5646 | 87.5646 | 87.5646 | 87.5646 | 87.5646 | 87.5646 | 87.5646 | 87.5646 | 87.5646 | [7 empty] | 1.9 | 1.9 |  |  | 0.152 | 0.152 |  |  |  |  | 3.3155 | 3.3155 | 1
R1 | SECSTMRLM | Emissions Accounting: LM Coal to Residual Steam Electric | PJ, PJ/a | ELCCOALM | CSTMLM |  |  | 1 | 1 | 1 |  | 0.0006 | 0.0012581 | 0.0012581 | 0.0012581 | 0.0012581 | 0.0012581 | 0.0012581 | 0.0012581 | 0.013068 | 0.010591 | 0.010591 | 0.010591 | 0.010591 | 0.010591 | 0.010591 | 0.201 | 0.201 | 0.201 | 0.201 | 0.201 | 0.201 | 0.201 | 0.013103 | 0.013103 | 0.013103 | 0.013103 | 0.013103 | 0.013103 | 0.013103 | 0.010298 | 0.010298 | 0.010298 | 0.010298 | 0.010298 | 0.010298 | 0.010298 | 0.668 | 0.668 | 0.668 | 0.668 | 0.668 | 0.668 | 0.668 | 0.0010495 | 0.00099539 | 0.00099539 | 0.00099539 | 0.00099539 | 0.00099539 | 0.00099539 | 0.0014835 | 0.0014835 | 0.0014835 | 0.0014835 | 0.0014835 | 0.0014835 | 0.0014835 | #REF! | #REF! | 9.0036e-05 | 0.00062009 | 0.00058628 | 0.00055246 | 0.00055246 | 0.087565 | 0.087565 | 0.087565 | 0.087565 | 0.087565 | 0.087565 | 0.087565 | 0 | 0 | 0 | 0 | 0 | 0 | 0 | 87.5646 | 87.5646 | 87.5646 | 87.5646 | 87.5646 | 87.5646 | 87.5646 | 0.201 | 0.201 | 0.201 | 0.201 | 0.201 | 0.201 | 0.201 | 0.668 | 0.668 | 0.668 | 0.668 | 0.668 | 0.668 | 0.668 | 0.013103 | 0.013103 | 0.013103 | 0.013103 | 0.013103 | 0.013103 | 0.013103 | 87.5646 | 87.5646 | 87.5646 | 87.5646 | 87.5646 | 87.5646 | 87.5646 | 87.5646 | 87.5646 | 87.5646 | 87.5646 | 87.5646 | 87.5646 | 87.5646 | 87.5646 | 87.5646 | 87.5646 | 87.5646 | 87.5646 | 87.5646 | 87.5646 | [7 empty] | 1.9 | 1.9 |  |  | 0.152 | 0.152 |  |  |  |  | 3.3155 | 3.3155 | 1
R1 | SECSTMRSL | Emissions Accounting: SL Coal to Residual Steam Electric | PJ, PJ/a | ELCCOASL | CSTMSL |  |  | 1 | 1 | 1 |  | 0.0006 | 0.0012286 | 0.0012286 | 0.0012286 | 0.0012286 | 0.0012286 | 0.0012286 | 0.0012286 | 0.013068 | 0.010343 | 0.010343 | 0.010343 | 0.010343 | 0.010343 | 0.010343 | 0.351 | 0.351 | 0.351 | 0.351 | 0.351 | 0.351 | 0.351 | 0.013103 | 0.013103 | 0.013103 | 0.013103 | 0.013103 | 0.013103 | 0.013103 | 0.010298 | 0.010298 | 0.010298 | 0.010298 | 0.010298 | 0.010298 | 0.010298 | 0.208 | 0.208 | 0.208 | 0.208 | 0.208 | 0.208 | 0.208 | 0.0010495 | 0.00097206 | 0.00097206 | 0.00097206 | 0.00097206 | 0.00097206 | 0.00097206 | 0.0014488 | 0.0014488 | 0.0014488 | 0.0014488 | 0.0014488 | 0.0014488 | 0.0014488 | #REF! | #REF! | 8.7925e-05 | 0.00060556 | 0.00057254 | 0.00053952 | 0.00053952 | 0.085512 | 0.085512 | 0.085512 | 0.085512 | 0.085512 | 0.085512 | 0.085512 | 0 | 0 | 0 | 0 | 0 | 0 | 0 | 85.5123 | 85.5123 | 85.5123 | 85.5123 | 85.5123 | 85.5123 | 85.5123 | 0.351 | 0.351 | 0.351 | 0.351 | 0.351 | 0.351 | 0.351 | 0.208 | 0.208 | 0.208 | 0.208 | 0.208 | 0.208 | 0.208 | 0.013103 | 0.013103 | 0.013103 | 0.013103 | 0.013103 | 0.013103 | 0.013103 | 85.5123 | 85.5123 | 85.5123 | 85.5123 | 85.5123 | 85.5123 | 85.5123 | 85.5123 | 85.5123 | 85.5123 | 85.5123 | 85.5123 | 85.5123 | 85.5123 | 85.5123 | 85.5123 | 85.5123 | 85.5123 | 85.5123 | 85.5123 | 85.5123 | [7 empty] | 1.9 | 1.9 |  |  | 0.152 | 0.152 |  |  |  |  | 3.3155 | 3.3155 | 1
R1 | SECSTMRSM | Emissions Accounting: SM Coal to Residual Steam Electric | PJ, PJ/a | ELCCOASM | CSTMSM |  |  | 1 | 1 | 1 |  | 0.0006 | 0.0012286 | 0.0012286 | 0.0012286 | 0.0012286 | 0.0012286 | 0.0012286 | 0.0012286 | 0.013068 | 0.010343 | 0.010343 | 0.010343 | 0.010343 | 0.010343 | 0.010343 | 0.351 | 0.351 | 0.351 | 0.351 | 0.351 | 0.351 | 0.351 | 0.013103 | 0.013103 | 0.013103 | 0.013103 | 0.013103 | 0.013103 | 0.013103 | 0.010298 | 0.010298 | 0.010298 | 0.010298 | 0.010298 | 0.010298 | 0.010298 | 0.36 | 0.36 | 0.36 | 0.36 | 0.36 | 0.36 | 0.36 | 0.0010495 | 0.00097206 | 0.00097206 | 0.00097206 | 0.00097206 | 0.00097206 | 0.00097206 | 0.0014488 | 0.0014488 | 0.0014488 | 0.0014488 | 0.0014488 | 0.0014488 | 0.0014488 | #REF! | #REF! | 8.7925e-05 | 0.00060556 | 0.00057254 | 0.00053952 | 0.00053952 | 0.085512 | 0.085512 | 0.085512 | 0.085512 | 0.085512 | 0.085512 | 0.085512 | 0 | 0 | 0 | 0 | 0 | 0 | 0 | 85.5123 | 85.5123 | 85.5123 | 85.5123 | 85.5123 | 85.5123 | 85.5123 | 0.351 | 0.351 | 0.351 | 0.351 | 0.351 | 0.351 | 0.351 | 0.36 | 0.36 | 0.36 | 0.36 | 0.36 | 0.36 | 0.36 | 0.013103 | 0.013103 | 0.013103 | 0.013103 | 0.013103 | 0.013103 | 0.013103 | 85.5123 | 85.5123 | 85.5123 | 85.5123 | 85.5123 | 85.5123 | 85.5123 | 85.5123 | 85.5123 | 85.5123 | 85.5123 | 85.5123 | 85.5123 | 85.5123 | 85.5123 | 85.5123 | 85.5123 | 85.5123 | 85.5123 | 85.5123 | 85.5123 | [7 empty] | 1.9 | 1.9 |  |  | 0.152 | 0.152 |  |  |  |  | 3.3155 | 3.3155 | 1
1
1
1
1
1
1
1
1

## TechData_CHP
TechData | _GLOBAL,R0,R1,R2,R3,R4,R5,R6
~FI_T
Region | TechName | *TechDesc | *Units | CommIN | CommOUT | EFF |  |  |  | Iput | Output | Input | Output_ELC
*Collectors for EBSTCOAE
R1 | SCEBSTCEBO | CSTMBIT5O to COALBST | PJ, PJ/a | CSTMBIT5O | COALBST | 1 |  |  |  | 1 | 1
R1 | SCEBSTCESO | CSTMSUB5O to COALBST | PJ, PJ/a | CSTMSUB5O | COALBST | 1 |  |  |  | 1 | 1
R1 | SCEBSTCELO | CSTMLIG5O to COALBST | PJ, PJ/a | CSTMLIG5O | COALBST | 1 |  |  |  | 1 | 1
R1 | SCEBSTCEBU | CSTMBIT5U to COALBST | PJ, PJ/a | CSTMBIT5U | COALBST | 1 |  |  |  | 1 | 1
R1 | SCEBSTCESU | CSTMSUB5U to COALBST | PJ, PJ/a | CSTMSUB5U | COALBST | 1 |  |  |  | 1 | 1
R1 | SCEBSTCELU | CSTMLIG5U to COALBST | PJ, PJ/a | CSTMLIG5U | COALBST | 1 |  |  |  | 1 | 1 | [18 empty] | #REF!
20.0701
~FI_T
Region | TechName | *TechDesc | *Units | CommIN | CommOUT | ACT_EFF | Share~LO | Share~UP | NCAP_START | NCAP_TLIFE | PRC_CAPACT | Peak | NCAP_COST | NCAP_FOM | ACT_COST | NCAP_AF | NCAP_DRATE | PRC_RESID~R1~2010 | PRC_RESID~R2~2010 | PRC_RESID~R3~2010 | PRC_RESID~R4~2010 | PRC_RESID~R5~2010 | PRC_RESID~R6~2010 | PRC_RESID~R1~2015 | PRC_RESID~R1~2055 | PRC_RESID~R2~2015 | PRC_RESID~R2~2055 | PRC_RESID~R3~2015 | PRC_RESID~R3~2055 | PRC_RESID~R4~2015 | PRC_RESID~R4~2055 | PRC_RESID~R5~2015 | PRC_RESID~R5~2055 | PRC_RESID~R6~2015 | PRC_RESID~R6~2055 |  | ACT_BND~R1~FX~2010 | ACT_BND~R2~FX~2010 | ACT_BND~R3~FX~2010 | ACT_BND~R4~FX~2010 | ACT_BND~R5~FX~2010 | ACT_BND~R6~FX~2010 | ACT_BND~R1~FX~2015 | ACT_BND~R2~FX~2015 | ACT_BND~R3~FX~2015 | ACT_BND~R4~FX~2015 | ACT_BND~R5~FX~2015 | ACT_BND~R6~FX~2015 | ACT_BND~R1~FX~2020 | ACT_BND~R2~FX~2020 | ACT_BND~R3~FX~2020 | ACT_BND~R4~FX~2020 | ACT_BND~R5~FX~2020 | ACT_BND~R6~FX~2020 | ACT_BND~R1~FX~2055 | ACT_BND~R2~FX~2055 | ACT_BND~R3~FX~2055 | ACT_BND~R4~FX~2055 | ACT_BND~R5~FX~2055 | ACT_BND~R6~FX~2055 | Input | Output_ELC
*CHP Technologies
* | ECHPBIO | Electric sector BIO CHP | PJ, GW | ELCBIOSTM | ELC | #DIV/0! |  |  | 2010 | 45 | 31.536 | 0.95 | 0 | 0 | 0 | 1 | 0.15 | [43 empty] | 0 | 1
R1,R2,R3,R4,R5,R6 | ECHPCOAL | Electric sector Coal CHP | PJ, GW | COALBST | ELC | 0.32311 |  |  | 2010 | 45 | 31.536 | 0.95 | 2874.2698 | 32.7797 | 1.3054 | 1 | 0.15 | 0.084 | [5 empty] | 0.084 | 0 | 0 | 0 | 0 | 0 | 0 | 0 | 0 | 0 | 0 | 0 |  | 1.2882 | 0 | 0 | 0 | 0 | 0 | 0 | 0 | 0 | 0 | 0 | 0 | 0 | 0 | 0 | 0 | 0 | 0 | 0 | 0 | 0 | 0 | 0 | 0 | 3.095 | 1
R1,R2,R3,R4,R5,R6 | ECHPNGA | Electric sector NGA CHP | PJ, GW | ELCNGAEA |  | 0.8 |  |  | 2010 | 45 | 31.536 | 0.95 | 971.4065 | 7.7166 | 4.5119 | 1 | 0.15 | 3.7607 | 0.00013432 | 0 | 1.9959 | 0 | 0.55965 | 3.7607 | 0 | 0.00013432 | 0 | 0 | 0 | 1.9959 | 0 | 0 | 0 | 0.55965 | 0 |  | 3.6723 | 0.0037794 | 0 | 56.1615 | 0 | 15.7474 | 4.9758 | 0.0051209 | 0 | 76.0968 | 0 | 21.3371 | 4.9758 | 0.0051209 | 0 | 76.0968 | 0 | 21.3371 | 4.9758 | 0.0051209 | 0 | 76.0968 | 0 | 21.3371 | 4 | 1
[5 empty] | ELC |  | 0.35736 | 0.35736
[5 empty] | COMSTNUC |  | 0.38558 | 0.51411
[5 empty] | RESSTNUC |  | 0.096395 | 0.12853
R1,R2,R3,R4,R5,R6 | ECHPOIL | Electric sector Oil CHP | PJ, GW | ELCDSLEA |  | 0.8 |  |  | 2010 | 45 | 31.536 | 0.95 | 971.4065 | 7.7166 | 4.5119 | 1 | 0.15 | 0 | 0 | 0 | 0 | 0 | 0 | 0.27701 | 0 | 0 | 0 | 0 | 0 | 0 | 0 | 0 | 0 | 0 | 0 |  | 0 | 0 | 0 | 0 | 0 | 0 | 8.7358 | 0 | 0 | 0 | 0 | 0 | 8.7358 | 0 | 0 | 0 | 0 | 0 | 8.7358 | 0 | 0 | 0 | 0 | 0 | 4 | 1
[5 empty] | ELC |  | 0.027574 | 0.027574
[5 empty] | COMSTBUC |  | 0.58346 | 0.77794
[5 empty] | RESSTBUC |  | 0.14586 | 0.19449
[18 empty] | ACT_BND~R1~FX~2010 | ACT_BND~R2~FX~2010 | ACT_BND~R3~FX~2010 | ACT_BND~R4~FX~2010 | ACT_BND~R5~FX~2010 | ACT_BND~R6~FX~2010 | ACT_BND~R1~FX~2015 | ACT_BND~R1~FX~2055 | ACT_BND~R2~FX~2015 | ACT_BND~R2~FX~2055 | ACT_BND~R3~FX~2015 | ACT_BND~R3~FX~2055 | ACT_BND~R4~FX~2015 | ACT_BND~R4~FX~2055 | ACT_BND~R5~FX~2015 | ACT_BND~R5~FX~2055 | ACT_BND~R6~FX~2015 | ACT_BND~R6~FX~2055 | ACT_BND~R1~FX~2020 | ACT_BND~R2~FX~2020 | ACT_BND~R3~FX~2020 | ACT_BND~R4~FX~2020 | ACT_BND~R5~FX~2020 | ACT_BND~R6~FX~2020
[16 empty] | Computed | ECHPCOAL | 0.040848 | 0 | 0 | 0 | 0 | 0 | 0 | 0 | 0 | 0 | 0 | 0 | 0 | 0 | 0 | 0 | 0 | 0 | 0 | 0 | 0 | 0 | 0 | 0
[17 empty] | ECHPNGA | 0.11645 | 0.00011984 | 0 | 1.7809 | 0 | 0.49935 | 0.15778 | 0.15778 | 0.00016238 | 0.00016238 | 0 | 0 | 2.413 | 2.413 | 0 | 0 | 0.6766 | 0.6766 | 0.15778 | 0.00016238 | 0 | 2.413 | 0 | 0.6766
[17 empty] | ECHPOIL | 0 | 0 | 0 | 0 | 0 | 0 | 0.27701 | 0.27701 | 0 | 0 | 0 | 0 | 0 | 0 | 0 | 0 | 0 | 0 | 0.27701 | 0 | 0 | 0 | 0 | 0
[18 empty] | PRC_RESID~R1~2010 | PRC_RESID~R2~2010 | PRC_RESID~R3~2010 | PRC_RESID~R4~2010 | PRC_RESID~R5~2010 | PRC_RESID~R6~2010 | PRC_RESID~R1~2015 | PRC_RESID~R1~2055 | PRC_RESID~R2~2015 | PRC_RESID~R2~2055 | PRC_RESID~R3~2015 | PRC_RESID~R3~2055 | PRC_RESID~R4~2015 | PRC_RESID~R4~2055 | PRC_RESID~R5~2015 | PRC_RESID~R5~2055 | PRC_RESID~R6~2015 | PRC_RESID~R6~2055
[16 empty] | Old | ECHPCOAL | 0.084 | [5 empty] | 0.084 | 0.084 | 0 | 0 | 0 | 0 | 0 | 0 | 0 | 0 | 0 | 0
[17 empty] | ECHPNGA | 1.6799 | 6e-05 | 0 | 0.8916 | 0 | 0.25 | 1.6799 | 1.6799 | 6e-05 | 6e-05 | 0 | 0 | 0.8916 | 0.8916 | 0 | 0 | 0.25 | 0.25
[17 empty] | ECHPOIL | 0 | [5 empty] | 0 | 0 | 0 | 0 | 0 | 0 | 0 | 0 | 0 | 0 | 0 | 0

## TechData_CoalResid
TechData | _GLOBAL,R0,R1,R2,R3,R4,R5,R6 | [43 empty] | * | [11 empty] | * | *
[24 empty] | 2015 | 2020 | 2025 | 2030 | 2035 | 2040 | 2045 | 2050 | 2055
~FI_T
Region | TechName | *TechDesc | *Units | CommIN | CommOUT | PRC_CAPACT | NCAP_COST | NCAP_FOM | ACT_COST | NCAP-START | NCAP_TLIFE | EFF~2005 | EFF~2010 | EFF~2015 | EFF~2020 | EFF~2025 | EFF~2030 | EFF~2035 | EFF~2040 | EFF~2045 | EFF~2050 | EFF~2055 | PRC_RESID~2010 | PRC_RESID~2015 | PRC_RESID~2020 | PRC_RESID~2025 | PRC_RESID~2030 | PRC_RESID~2035 | PRC_RESID~2040 | PRC_RESID~2045 | PRC_RESID~2050 | PRC_RESID~2055 | NCAP_DRATE | NCAP_AF~2010 | NCAP_AF~2015 | NCAP_AF~2020 | NCAP_AF~2055 | Peak | ENV_ACT~H2OC | ENV_ACT~H2OW | ENV_ACT~H2OCE | ENV_ACT~H2OWE | ACT_BND~UP~2010 | ACT_BND~UP~2055 | Input~2005 | Input~2010 | Input~2015 | Input~2020 | Input~2025 | Input~2030 | Input~2035 | Input~2040 | Input~2045 | Input~2050 | Input~2055 | Ouput ELC | Average vontage | Average Refurb
*R1 Coal Resids
R1 | ECSTMRBO5O | Residual Coal Steam; Bituminous; Over 100 MW; 1950s; Open Loop Cooling | PJ, GW | CSTMBIT5O | ELC | 31.536 | 456.1574 | 23.7501 | 1.8768 | 2010 | 50 | 0.32828 | 0.31565 | 0.32828 | 0.32828 | 0.32828 | 0.32828 | 0.32828 | 0.32828 | 0.32828 | 0.32828 | 0.34141 | 0.411 | 0.411 | 0.411 | 0.411 | 0.411 | 0.411 | 0.411 | 0.2055 | 0 | 0 | 0.05 | #REF! | #REF! | 0.85 | 0.85 | 0.95 | 31.3889 | 7524.4465 | 31.3889 | 7524.4465 | 0.411 | 0.411 | 3.0462 | 3.168 | 3.0462 | 3.0462 | 3.0462 | 3.0462 | 3.0462 | 3.0462 | 3.0462 | 3.0462 | 2.929 | 1 | 1955 | 2005
* | ECSTMRBO8O | Residual Coal Steam; Bituminous; Over 100 MW; 1980s; Open Loop Cooling | PJ, GW | CSTMBIT5O | ELC | 31.536 | 456.1574 | 23.7501 | 1.8768 | 2010 | 50 | 0.36812 | 0.73623 | #DIV/0! | #DIV/0! | #DIV/0! | #DIV/0! | #DIV/0! | #DIV/0! | #DIV/0! | #DIV/0! | #DIV/0! | 1.0498 | 1.0498 | 1.0498 | 1.0498 | 0.5249 | 0 | 0 | 0 | 0 | 0 | 0.05 | #REF! | #REF! | 0.85 | 0.85 | 0.95 | 31.3889 | 7524.4465 | 31.3889 | 7524.4465 | 1.0498 | 1.0498 | 2.7165 | 1.3583 | 0 | 0 | 0 | 0 | 0 | 0 | 0 | 0 | 0 | 1 | 1985 | 1985
R1 | ECSTMRSO5O | Residual Coal Steam; Subbituminous; Over 100 MW; 1950s; Open Loop Cooling | PJ, GW | CSTMSUB5O | ELC | 31.536 | 456.1574 | 23.7501 | 1.8768 | 2010 | 50 | 0.33294 | 0.32014 | 0.33294 | 0.33294 | 0.33294 | 0.33294 | 0.33294 | 0.33294 | 0.33294 | 0.33294 | 0.34626 | 0.411 | 0.411 | 0.411 | 0.411 | 0.411 | 0.411 | 0.411 | 0.411 | 0.2055 | 0 | 0.05 | #REF! | #REF! | 0.85 | 0.85 | 0.95 | 130.8334 | 147.5 | 130.8334 | 147.5 | 0.411 | 0.411 | 3.0035 | 3.1237 | 3.0035 | 3.0035 | 3.0035 | 3.0035 | 3.0035 | 3.0035 | 3.0035 | 3.0035 | 2.888 | 1 | 2005 | 2005
R1 | ECSTMRSO6R | Residual Coal Steam; Subbituminous; Over 100 MW; 1960s; Recirculating Cooling | PJ, GW | CSTMSUB5O | ELC | 31.536 | 456.1574 | 23.7501 | 1.8768 | 2010 | 50 | 0.33294 | 0.32014 | 0.33294 | 0.33294 | 0.33294 | 0.33294 | 0.33294 | 0.33294 | 0.33294 | 0.33294 | 0.34626 | 0.185 | 0.185 | 0.185 | 0.185 | 0.185 | 0.185 | 0.185 | 0.185 | 0.0925 | 0 | 0.05 | #REF! | #REF! | 0.85 | 0.85 | 0.95 | 31.3889 | 7524.4465 | 31.3889 | 7524.4465 | 0.185 | 0.185 | 3.0035 | 3.1237 | 3.0035 | 3.0035 | 3.0035 | 3.0035 | 3.0035 | 3.0035 | 3.0035 | 3.0035 | 2.888 | 1 | 2005 | 2005
R1 | ECSTMRBU4O | Residual Coal Steam; Bituminous; Under 100 MW; 1940s; Open Loop Cooling | PJ, GW | CSTMBIT5U | ELC | 31.536 | 456.1574 | 23.7501 | 1.8768 | 2010 | 50 | 0.28765 | 0.27659 | 0.28765 | 0.28765 | 0.28765 | 0.28765 | 0.28765 | 0.28765 | 0.29916 | 0.29916 | 0.29916 | 0.0437 | 0 | 0 | 0 | 0 | 0 | 0 | 0 | 0 | 0 | 0.05 | #REF! | #REF! | 0.85 | 0.85 | 0.95 | 31.3889 | 7524.4465 | 31.3889 | 7524.4465 | 0.0437 | 0.0437 | 3.4764 | 3.6155 | 3.4764 | 3.4764 | 3.4764 | 3.4764 | 3.4764 | 3.4764 | 3.3427 | 3.3427 | 3.3427 | 1 | 1965 | 1965
R1 | ECSTMRBU5R | Residual Coal Steam; Bituminous; Under 100 MW; 1950s; Recirculating Cooling | PJ, GW | CSTMBIT5U | ELC | 31.536 | 456.1574 | 23.7501 | 1.8768 | 2010 | 50 | 0.33214 | 0.31937 | 0.33214 | 0.33214 | 0.33214 | 0.33214 | 0.33214 | 0.33214 | 0.33214 | 0.33214 | 0.34543 | 0.045 | 0.045 | 0.045 | 0.045 | 0.045 | 0.045 | 0.045 | 0.045 | 0.0225 | 0 | 0.05 | #REF! | #REF! | 0.85 | 0.85 | 0.95 | 130.8334 | 147.5 | 130.8334 | 147.5 | 0.045 | 0.045 | 3.0108 | 3.1312 | 3.0108 | 3.0108 | 3.0108 | 3.0108 | 3.0108 | 3.0108 | 3.0108 | 3.0108 | 2.895 | 1 | 2005 | 2005
R1 | ECSTMRBU5O | Residual Coal Steam; Bituminous; Under 100 MW; 1950s; Open Loop Cooling | PJ, GW | CSTMBIT5U | ELC | 31.536 | 456.1574 | 23.7501 | 1.8768 | 2010 | 50 | 0.31525 | 0.30313 | 0.31525 | 0.31525 | 0.31525 | 0.31525 | 0.31525 | 0.31525 | 0.31525 | 0.31525 | 0.32786 | 0.137 | 0.137 | 0.137 | 0.137 | 0.137 | 0.137 | 0.137 | 0.137 | 0.0685 | 0 | 0.05 | #REF! | #REF! | 0.85 | 0.85 | 0.95 | 31.3889 | 7524.4465 | 31.3889 | 7524.4465 | 0.137 | 0.137 | 3.1721 | 3.299 | 3.1721 | 3.1721 | 3.1721 | 3.1721 | 3.1721 | 3.1721 | 3.1721 | 3.1721 | 3.0501 | 1 | 2005 | 2005
R1 | ECSTMRBU8O | Residual Coal Steam; Bituminous; Under 100 MW; 1980s; Open Loop Cooling | PJ, GW | CSTMBIT5U | ELC | 31.536 | 456.1574 | 23.7501 | 1.8768 | 2010 | 50 | 0.31889 | 0.30663 | 0.31889 | 0.31889 | 0.31889 | 0.31889 | 0.33165 | 0.33165 | 0.33165 | 0.33165 | 0.33165 | 0.055 | 0.055 | 0.055 | 0.055 | 0.055 | 0.055 | 0.055 | 0.055 | 0.0275 | 0 | 0.05 | #REF! | #REF! | 0.85 | 0.85 | 0.95 | 130.8334 | 147.5 | 130.8334 | 147.5 | 0.055 | 0.055 | 3.1359 | 3.2613 | 3.1359 | 3.1359 | 3.1359 | 3.1359 | 3.0153 | 3.0153 | 3.0153 | 3.0153 | 3.0153 | 1 | 2005 | 2005
R1 | ECSTMRBU9R | Residual Coal Steam; Bituminous; Under 100 MW; 1990s; Recirculating Cooling | PJ, GW | CSTMBIT5U | ELC | 31.536 | 456.1574 | 23.7501 | 1.8768 | 2010 | 50 | 0.30672 | 0.29492 | 0.30672 | 0.30672 | 0.30672 | 0.30672 | 0.30672 | 0.30672 | 0.31899 | 0.31899 | 0.31899 | 0.1607 | 0.1607 | 0.1607 | 0.1607 | 0.1607 | 0.1607 | 0.1607 | 0.1607 | 0.08035 | 0 | 0.05 | #REF! | #REF! | 0.85 | 0.85 | 0.95 | 31.3889 | 7524.4465 | 31.3889 | 7524.4465 | 0.1607 | 0.1607 | 3.2603 | 3.3907 | 3.2603 | 3.2603 | 3.2603 | 3.2603 | 3.2603 | 3.2603 | 3.1349 | 3.1349 | 3.1349 | 1 | 2005 | 2005
R1 | ECSTMRSU5O | Residual Coal Steam; Subbituminous; Under 100 MW; 1950s; Open Loop Cooling | PJ, GW | CSTMSUB5U | ELC | 31.536 | 456.1574 | 23.7501 | 1.8768 | 2010 | 50 | 0.31516 | 0.30304 | 0.31516 | 0.31516 | 0.31516 | 0.31516 | 0.31516 | 0.31516 | 0.31516 | 0.31516 | 0.32777 | 0.15 | 0.15 | 0.15 | 0.15 | 0.15 | 0.15 | 0.15 | 0.15 | 0.075 | 0 | 0.05 | #REF! | #REF! | 0.85 | 0.85 | 0.95 | 31.3889 | 7524.4465 | 31.3889 | 7524.4465 | 0.15 | 0.15 | 3.173 | 3.2999 | 3.173 | 3.173 | 3.173 | 3.173 | 3.173 | 3.173 | 3.173 | 3.173 | 3.0509 | 1 | 1955 | 2005

## TechData_RenewResid
TechData | _GLOBAL,R0,R1,R2,R3,R4,R5,R6 | [65 empty] | * | *
~FI_T
Region | TechName | *TechDesc | *Units | CommIN | CommOUT | NCAP_START | NCAP_TLIFE | EFF | PRC_CAPACT | NCAP_FOM | ACT_COST | PRC_RESID~2010 | PRC_RESID~2015 | PRC_RESID~2020 | PRC_RESID~2025 | PRC_RESID~2030 | PRC_RESID~2035 | PRC_RESID~2040 | PRC_RESID~2045 | PRC_RESID~2050 | PRC_RESID~2055 | Peak | NCAP_AF | *NCAP_BND~UP | ACT_BND~UP~2010 | ACT_BND~UP~2015 | ACT_BND~UP~2020 | ACT_BND~UP~2025 | ACT_BND~UP~2030 | ACT_BND~UP~2035 | ACT_BND~UP~2040 | ACT_BND~UP~2045 | ACT_BND~UP~2050 | ACT_BND~UP~2055 | NCAP_AFC | NCAP_AF~IDAM | NCAP_AF~IDPM | *NCAP_AF~IP | NCAP_AF~IP | NCAP_AF~IN | NCAP_AF~SDAM | NCAP_AF~SDPM | *NCAP_AF~SP | NCAP_AF~SP | NCAP_AF~SN | NCAP_AF~WDAM | NCAP_AF~WDPM | *NCAP_AF~WP | NCAP_AF~WP | NCAP_AF~WN | ENV_ACT~H2OC | ENV_ACT~H2OW | ENV_ACT~H2OCE | ENV_ACT~H2OWE | ACT_BND~UP~2010 | ACT_BND~UP~2015 | ACT_BND~UP~2020 | ACT_BND~UP~2025 | ACT_BND~UP~2030 | ACT_BND~UP~2035 | ACT_BND~UP~2040 | ACT_BND~UP~2045 | ACT_BND~UP~2050 | ACT_BND~UP~2055 | Input | Output_elc | Avg Start | Earliest start
*R1 Conversion Tech RESIDS
R1 | EHYDCONR | Hydroelectric, Conventional | PJ, GW | ELCHYD | ELC | 2010 | 120 | 0.35761 | 31.536 | 9.3206 | 3.6803 | 4.6108 | 4.6108 | 4.6108 | 4.6108 | 4.6108 | 4.6108 | 4.6108 | 4.6108 | 4.6108 | 4.6108 | 0.95 | 0.9 | [33 empty] | 254 |  | 230 | [5 empty] | 2.7963 | 1 | 1956 | 1956
R1 | EWNDR | Wind | PJ, GW | ELCWND | ELC | 2010 | 30 | 0.35761 | 31.536 | 13.6156 | 1.4677 | 1.2736 | 1.7511 | 1.4009 | 1.0507 | 0.70044 | 0.35022 | 0 | 0 | 0 | 0 | 0.1 |  | 0 | [11 empty] | 0.43145 | 0.43145 | 0.43145 | 0.086289 | 0.3457 | 0.26 | 0.26 | 0.26 | 0.051999 | 0.19004 | 0.50205 | 0.50205 | 0.50205 | 0.10041 | 0.44485 | [14 empty] | 2.7963 | 1
R1 | ESOLPVR | Solar Photovoltaic | PJ, GW | ELCSOL | ELC | 2010 | 30 | 0 | 31.536 | 12 | 1.9 | 0.0811 | 0.0811 | 0.0811 | 0.0811 | 0.0811 | 0.0811 | 0.0811 | 0.0811 | 0 | 0 | 0.1 |  | 0 |  | 0 | 0 | 0 | 0 | 0 | 0 | 0 | 0 | 0 |  | 0.33965 | 0.33965 | 0.33965 | 0.06793 | 0 | 0.35624 | 0.35624 | 0.35624 | 0.071248 | 0 | 0.32015 | 0.32015 | 0.32015 | 0.064029 | 0 | 7.2222 | 7.2222 | 7.2222 | 7.2222 | [10 empty] | 2.796
~FI_T
Region | TechName | *TechDesc | *Units | CommIN | CommOUT | NCAP_START | NCAP_TLIFE | EFF | STG_EFF | PRC_CAPACT | NCAP_FOM | ACT_COST | PRC_RESID~2010 | PRC_RESID~2015 | PRC_RESID~2020 | PRC_RESID~2025 | PRC_RESID~2030 | PRC_RESID~2035 | PRC_RESID~2040 | PRC_RESID~2045 | PRC_RESID~2050 | PRC_RESID~2055 | Peak | NCAP_AF | NCAP_AFC | [24 empty] | ENV_ACT~H2OC | ENV_ACT~H2OW | ENV_ACT~H2OCE | ENV_ACT~H2OWE |  | ACT_BND~UP~2010 | ACT_BND~UP~2015 | ACT_BND~UP~2020 | ACT_BND~UP~2025 | ACT_BND~UP~2030 | ACT_BND~UP~2035 | ACT_BND~UP~2040 | ACT_BND~UP~2045 | ACT_BND~UP~2050 | ACT_BND~UP~2055 | Input | Output_elc | Avg Start | Earliest start
R1 | SHYDREVRIN | Hydroelectric, Reversible | PJ, GW | ELC | HYDELC | 2010 | 45 |  | 1 | 31.536 |  |  | 1.6533 | 1.6533 | 1.6533 | 1.6533 | 1.6533 | 1.6533 | 1.6533 | 1.6533 | 1.6533 | 1.6533 |  |  | 0.5 | [31 empty] | 3.609 |  | 18.045 | [5 empty] | 1 | 0.75 | 1969 | 1969
R1 | EHYDREVROUT | Hydroelectric, Reversible | PJ, GW | HYDELC | ELC | 2010 | 45 | 0.75 |  | 31.536 | 12 | 5.0707 | 1.24 | 1.24 | 1.24 | 1.24 | 1.24 | 1.24 | 1.24 | 1.24 | 1.24 | 1.24 | 0.9 | 0.5 | [32 empty] | 3.609 |  | 18.045 | [5 empty] | 1 | 1 | 1969 | 1969
Note on C7: Joseph DeCarolis: Use Yr 1995 estimates for wind RESID see 'wind RESID CFs.xls' for the calculations. An unweighted linear average of the Class 4-6 resources were used as the RESID CF estimate, since wind capacity by Wind Class is not available. Avg CF = 27.7%
Note on X7: newuser: Calculated from the regional time-slice specific AFZY for new wind class 4

## TechData_NewCap
TechData | _GLOBAL,R0,R1,R2,R3,R4,R5,R6
Region | TechName | *TechDesc | *Units | CommIN | CommOUT | NCAP_START | NCAP_TLIFE | PRC_CAPACT | EFF~2010 | EFF~2015 | EFF~2020 | EFF~2025 | EFF~2055 | Input | Output | Peak | NCAP_AFA | NCAP_FOM | ACT_COST | NCAP_COST~2010 | NCAP_COST~2015 | NCAP_COST~2020 | NCAP_COST~2025 | NCAP_COST~2030 | NCAP_COST~2035 | NCAP_COST~2055 | NCAP_DRATE | ACT_BND~UP | NCAP_AF~SN | NCAP_AF~IN | NCAP_AF~WN | NCAP_AF~SDAM | NCAP_AF~IDAM | NCAP_AF~WDAM | NCAP_AF~SP | NCAP_AF~IP | NCAP_AF~WP | NCAP_AF~SDPM | NCAP_AF~IDPM | NCAP_AF~WDPM |  | NCAP_BND~FX~2010 | NCAP_BND~FX~2015 | NCAP_BND~FX~2010 | NCAP_BND~FX~2015 | NCAP_BND~FX~2010 | NCAP_BND~FX~2015 | NCAP_BND~FX~2010 | NCAP_BND~FX~2015 | NCAP_BND~FX~2010 | NCAP_BND~FX~2015 | NCAP_BND~FX~2010 | NCAP_BND~FX~2015 | ENV_ACT~H2OC | ENV_ACT~H2OW | ENV_ACT~H2OCE | ENV_ACT~H2OWE | ENV_ACT~CO2CPP~2010 | ENV_ACT~CO2CPP~2015 | ENV_ACT~CO2CPP~2020 | ENV_ACT~CO2CPP~2025 | ENV_ACT~CO2CPP~2055 | *Output _ELC | Input~2010 | Input~2015 | Input~2020 | Input~2025-2055
* | ECSTMRBONR | Residual Coal Steam; Bituminous; Over 100 MW; 2010;Recirculated | PJ, GW | CSTMBIT5O | ELC | 2010 | 50 | 31.536 | 0.38773 |  | 0.38905 | 0.39039 | 0.39039 |  |  | 0.95 | 0.85 | 27.2605 | 1.0856 | 2390.3206 | 2390.3206 | [5 empty] | 0.2 | [14 empty] | 0 | [11 empty] | 130.8334 | 147.5 | 130.8334 | 147.5 | [5 empty] | 1 | 2.5791 |  | 2.5703 | 2.5615
* | ECSTMRSONR | Residual Coal Steam; Subbituminous; Over 100 MW; 2010; Recirculated | PJ, GW | CSTMSUB5O | ELC | 2010 | 50 | 31.536 | 0.38773 |  | 0.38905 | 0.39039 | 0.39039 |  |  | 0.95 | 0.85 | 27.2605 | 1.0856 | 2390.3206 | 2390.3206 | [5 empty] | 0.2 | [14 empty] | 0 | [11 empty] | 130.8334 | 147.5 | 130.8334 | 147.5 | [5 empty] | 1 | 2.5791 |  | 2.5703 | 2.5615
* | ECSTMRLONR | Residual Coal Steam; Lignite; Over 100 MW; 2010; Recirculating | PJ, GW | CSTMLIG5O | ELC | 2010 | 50 | 31.536 | 0.38773 |  | 0.38905 | 0.39039 | 0.39039 |  |  | 0.95 | 0.85 | 27.2605 | 1.0856 | 2390.3206 | 2390.3206 | [5 empty] | 0.2 | [14 empty] | 0 | [11 empty] | 130.8334 | 147.5 | 130.8334 | 147.5 | [5 empty] | 1 | 2.5791 |  | 2.5703 | 2.5615
*R1,R2,R3,R4,R5,R6 | ECOALSTM | Pulverized Coal Steam - from 2015 | PJ, GW | COALSTMCC | ELC | 2015 | 40 | 31.536 | 0.38773 |  | 0.38905 | 0.39039 | 0.39039 |  |  | 0.95 | 0.85 | 27.2605 | 1.0856 | 2390.3206 | 2390.3206 | 2330.5626 | 2300.6836 | 2300.6836 | 2270.8046 | 2270.8046 | 0.2 | [26 empty] | 130.8334 | 147.5 | 130.8334 | 147.5 | [5 empty] | 1 | 2.5791 |  | 2.5703 | 2.5615
R2,R3,R4,R5,R6 | ENGACC10 | Natural Gas - Combined-Cycle (Turbine) | PJ, GW | ELCNGCEA | ELC | 2010 | 45 | 31.536 | 0.5 | 0.55556 | 0.55556 | 0.55556 | 0.55556 |  |  | 0.95 | 0.9 | 11.5145 | 0.87429 | 761.5103 | 761.5103 | 761.5103 | 761.5103 | 761.5103 | 761.5103 | 761.5103 | 0.1125 | [7 empty] | 0.9 | 0.9 | 0.9 | 0.9 | 0.9 | 0.9 |  |  |  | 0 |  | 0 |  | 0 |  | 0 |  | 0 |  | 55 | 70.2778 | 55 | 70.2778 | 115.6771 |  | 104.1094 | 104.1094 |  | 1 | 2 | 1.8 | 1.8 | 1.8
R2,R3,R4,R5,R6 | ENGACC15 | Natural Gas - Combined-Cycle (Turbine) | PJ, GW | ELCNGCEA | ELC | 2015 | 40 | 31.536 | 0.53775 | 0.5975 | 0.5975 | 0.5975 | 0.5975 |  |  | 0.95 | 0.9 | 11.5145 | 0.87429 | 761.5103 | 761.5103 | 761.5103 | 761.5103 | 761.5103 | 761.5103 | 761.5103 | 0.1125 | [7 empty] | 0.9 | 0.9 | 0.9 | 0.9 | 0.9 | 0.9 |  |  |  | 0 |  | 0 |  | 0 |  | 0 |  | 0 |  | 55 | 70.2778 | 55 | 70.2778 | 107.5573 |  | 96.8016 | 96.8016 |  | 1 | 1.8596 | 1.6737 | 1.6737 | 1.6737
R2,R3,R4,R5,R6 | ENGACC | Natural Gas - Combined-Cycle (Turbine) | PJ, GW | ELCNGCEA | ELC | 2020 | 30 | 31.536 | 0.53775 | 0.5975 | 0.5975 | 0.5975 | 0.5975 |  |  | 0.95 | 0.9 | 11.5145 | 0.87429 | 761.5103 | 761.5103 | 761.5103 | 761.5103 | 761.5103 | 761.5103 | 761.5103 | 0.1125 | [7 empty] | 0.9 | 0.9 | 0.9 | 0.9 | 0.9 | 0.9 |  |  |  | 0 |  | 0 |  | 0 |  | 0 |  | 0 |  | 55 | 70.2778 | 55 | 70.2778 | [5 empty] | 1 | 1.8596 | 1.6737 | 1.6737 | 1.6737
R2,R3,R4,R5,R6 | ENGAACC | Natural Gas - Advanced Combined-Cycle (Turbine) | PJ, GW | ELCNGCEA | ELC | 2020 | 30 | 31.536 | 0.5896 | 0.65511 | 0.65511 | 0.65511 | 0.65511 |  |  | 0.95 | 0.9 | 13.4379 | 0.79415 | 826.2081 | 826.2081 | 799.3563 | 785.9305 | 785.9305 | 772.5046 | 772.5046 | 0.1125 | [7 empty] | 0.9 | 0.9 | 0.9 | 0.9 | 0.9 | 0.9 |  |  |  | 0 |  | 0 |  | 0 |  | 0 |  | 0 |  | 55 | 70.2778 | 55 | 70.2778 | [5 empty] | 1 | 1.6961 | 1.5265 | 1.5265 | 1.5265
R2,R3,R4,R5,R6 | ENGACT10 | Natural Gas - Combustion Turbine | PJ, GW | ELCNGAEA | ELC | 2010 | 45 | 31.536 | 0.33333 | 0.37037 | 0.37037 | 0.37037 | 0.37037 |  |  | 0.95 | 0.9 | 6.4173 | 3.7522 | 807.8479 | 807.8479 | 807.8479 | 807.8479 | 807.8479 | 807.8479 | 807.8479 | 0.1125 | [7 empty] | 0.9 | 0.9 | 0.9 | 0.9 | 0.9 | 0.9 |  |  |  | 0 |  | 0 |  | 0 |  | 0 |  | 0 | [10 empty] | 1 | 3 | 2.7 | 2.7 | 2.7
R2,R3,R4,R5,R6 | ENGACT15 | Natural Gas - Combustion Turbine | PJ, GW | ELCNGAEA | ELC | 2015 | 40 | 31.536 | 0.34727 | 0.38585 | 0.38585 | 0.38585 | 0.38585 |  |  | 0.95 | 0.9 | 6.4173 | 3.7522 | 807.8479 | 807.8479 | 807.8479 | 807.8479 | 807.8479 | 807.8479 | 807.8479 | 0.1125 | [7 empty] | 0.9 | 0.9 | 0.9 | 0.9 | 0.9 | 0.9 |  |  |  | 0 |  | 0 |  | 0 |  | 0 |  | 0 | [10 empty] | 1 | 2.8796 | 2.5917 | 2.5917 | 2.5917
R2,R3,R4,R5,R6 | ENGACT | Natural Gas - Combustion Turbine | PJ, GW | ELCNGAEA | ELC | 2020 | 30 | 31.536 | 0.34727 | 0.38585 | 0.38585 | 0.38585 | 0.38585 |  |  | 0.95 | 0.9 | 6.4173 | 3.7522 | 807.8479 | 807.8479 | 807.8479 | 807.8479 | 807.8479 | 807.8479 | 807.8479 | 0.1125 | [7 empty] | 0.9 | 0.9 | 0.9 | 0.9 | 0.9 | 0.9 |  |  |  | 0 |  | 0 |  | 0 |  | 0 |  | 0 | [10 empty] | 1 | 2.8796 | 2.5917 | 2.5917 | 2.5917
R2,R3,R4,R5,R6 | ENGAACT | Natural Gas - Advanced Combustion Turbine | PJ, GW | ELCNGAEA | ELC | 2020 | 30 | 31.536 | 0.38883 | 0.43204 | 0.43204 | 0.43204 | 0.43204 |  |  | 0.95 | 0.9 | 6.155 | 2.5185 | 560.4226 | 560.4226 | 539.4068 | 528.8989 | 528.8989 | 518.3909 | 518.3909 | 0.1125 | [7 empty] | 0.9 | 0.9 | 0.9 | 0.9 | 0.9 | 0.9 |  |  |  | 0 |  | 0 |  | 0 |  | 0 |  | 0 | [10 empty] | 1 | 2.5718 | 2.3146 | 2.3146 | 2.3146
*R1,R2,R3,R4,R5,R6 | ECOALIGCC | Integrated Coal Gasif. Combined Cycle | PJ, GW | COALIGCCCC | ELC | 2020 | 30 | 31.536 | 0.39218 |  | 0.42254 | 0.45799 | 0.45799 |  |  | 0.95 | 0.85 | 44.93 | 1.7534 | 3081.8874 | 3081.8874 | 2961.6938 | 2901.597 | 2901.597 | 2841.5002 | 2841.5002 | 0.2 | [16 empty] | 0 |  | 0 |  | 0 |  | 0 |  | 0 |  | 103.3334 | 108.3334 | 103.3334 | 108.3334 | [5 empty] | 1 | 2.5498 |  | 2.3666 | 2.1835
*R1,R2,R3,R4,R5,R6 | EBIOIGCC | Biomass Integrated Gasification Combined-Cycle | PJ, GW | ELCBIGCCEA | ELC | 2025 | 30 | 31.536 | 0.25463 |  | 0.26646 | 0.27944 | 0.27944 |  |  | 0.9 | 0.9 | 110.0299 | 1.9453 | 3830.2833 | 3830.2833 | 3680.9023 | 3606.2117 | 3606.2117 | 3531.5212 | 3531.5212 | 0.2 | [16 empty] | 0 |  | 0 |  | 0 |  | 0 |  | 0 |  | 103.3334 | 108.3334 | 103.3334 | 108.3334 | [5 empty] | 1 | 3.9273 |  | 3.7529 | 3.5785
*R1 | EGEOBCFS | Geothermal - Binary Cycle and Flashed Steam | PJ, GW | ELCGEO | ELC | 2010 | 45 | 31.536 | 0.35117 |  | 0.35117 | 0.35117 | 0.35117 |  |  | 0.9 | 0.9 | 98.7253 | 0 | 2076.449 | 2076.449 | 1972.6265 | 1920.7153 | 1920.7153 | 1868.8041 | 1868.8041 | 0.1 | [16 empty] | 0 |  | 0 |  | 0 |  | 0 |  | 0 |  | 717.5002 | 717.5002 | 717.5002 | 717.5002 | [5 empty] | 1 | 2.8476 |  | 2.8476 | 2.8476
*R1 | EGEOEGS | Geothermal - Enhanced Geothermal System | PJ, GW | ELCGEO | ELC | 2025 | 40 | 31.536 | 0.35117 |  | 0.35117 | 0.35117 | 0.35117 |  |  | 0.9 | 0.9 | 275.373 | 14.5402 | 4364.5239 | 4364.5239 | 4146.2977 | 4037.1846 | 4037.1846 | 3928.0715 | 3928.0715 | 0.1 | [16 empty] | 0 |  | 0 |  | 0 |  | 0 |  | 0 |  | 1328.8893 | 1328.8893 | 1328.8893 | 1328.8893 | [5 empty] | 1 | 2.8476 |  | 2.8476 | 2.8476
R1 | EURNALWR15 | Nuclear LWRs in 2015 | PJ, GW | URNA |  | 2015 | 40 | 31.536 | [5 empty] | 0.65207 |  | 0.95 | 0.9 | 81.5542 | 0.51972 | 4164.2637 | 4164.2637 | 3956.0505 | 3851.9439 | 3851.9439 | 3747.8374 | 3747.8374 | 0.25 | [26 empty] | 186.6667 | 305.8334 | 186.6667 | 305.8334 | [5 empty] | 1
[5 empty] | ELC | [9 empty] | 1
[5 empty] | USPTA | [9 empty] | 0.651
R1 | ENGACC10 | Natural Gas - Combined-Cycle (Turbine) | PJ, GW | ELCNGCEA | ELC | 2010 | 45 | 31.536 | 0.5 | 0.55556 | 0.55556 | 0.55556 | 0.55556 |  |  | 0.95 | 0.9 | 11.5145 | 0.87429 | 761.5103 | 761.5103 | 761.5103 | 761.5103 | 761.5103 | 761.5103 | 761.5103 | 0.1125 | [14 empty] | 0 | [11 empty] | 55 | 70.2778 | 55 | 70.2778 | 115.6771 |  | 104.1094 | 104.1094 |  | 1 | 2 | 1.8 | 1.8 | 1.8
R1 | ENGACC15 | Natural Gas - Combined-Cycle (Turbine) | PJ, GW | ELCNGCEA | ELC | 2015 | 40 | 31.536 | 0.53775 | 0.5975 | 0.5975 | 0.5975 | 0.5975 |  |  | 0.95 | 0.9 | 11.5145 | 0.87429 | 761.5103 | 761.5103 | 761.5103 | 761.5103 | 761.5103 | 761.5103 | 761.5103 | 0.1125 | [14 empty] | 0 | [11 empty] | 55 | 70.2778 | 55 | 70.2778 | 107.5573 |  | 96.8016 | 96.8016 |  | 1 | 1.8596 | 1.6737 | 1.6737 | 1.6737
R1 | ENGACC | Natural Gas - Combined-Cycle (Turbine) | PJ, GW | ELCNGCEA | ELC | 2020 | 30 | 31.536 | 0.53775 | 0.5975 | 0.5975 | 0.5975 | 0.5975 |  |  | 0.95 | 0.9 | 11.5145 | 0.87429 | 761.5103 | 761.5103 | 761.5103 | 761.5103 | 761.5103 | 761.5103 | 761.5103 | 0.1125 | [14 empty] | 0 | [11 empty] | 55 | 70.2778 | 55 | 70.2778 | [5 empty] | 1 | 1.8596 | 1.6737 | 1.6737 | 1.6737
R1 | ENGAACC | Natural Gas - Advanced Combined-Cycle (Turbine) | PJ, GW | ELCNGCEA | ELC | 2020 | 30 | 31.536 | 0.5896 | 0.65511 | 0.65511 | 0.65511 | 0.65511 |  |  | 0.95 | 0.9 | 13.4379 | 0.79415 | 826.2081 | 826.2081 | 799.3563 | 785.9305 | 785.9305 | 772.5046 | 772.5046 | 0.1125 | [14 empty] | 0 | [11 empty] | 55 | 70.2778 | 55 | 70.2778 | [5 empty] | 1 | 1.6961 | 1.5265 | 1.5265 | 1.5265
R1 | ENGACT10 | Natural Gas - Combustion Turbine | PJ, GW | ELCNGAEA | ELC | 2010 | 45 | 31.536 | 0.33333 | 0.37037 | 0.37037 | 0.37037 | 0.37037 |  |  | 0.95 | 0.9 | 6.4173 | 3.7522 | 807.8479 | 807.8479 | 807.8479 | 807.8479 | 807.8479 | 807.8479 | 807.8479 | 0.1125 | [14 empty] | 0 | [20 empty] | 1 | 3 | 2.7 | 2.7 | 2.7
R1 | ENGACT15 | Natural Gas - Combustion Turbine | PJ, GW | ELCNGAEA | ELC | 2015 | 40 | 31.536 | 0.34727 | 0.38585 | 0.38585 | 0.38585 | 0.38585 |  |  | 0.95 | 0.9 | 6.4173 | 3.7522 | 807.8479 | 807.8479 | 807.8479 | 807.8479 | 807.8479 | 807.8479 | 807.8479 | 0.1125 | [14 empty] | 0 | [20 empty] | 1 | 2.8796 | 2.5917 | 2.5917 | 2.5917
R1 | ENGACT | Natural Gas - Combustion Turbine | PJ, GW | ELCNGAEA | ELC | 2020 | 30 | 31.536 | 0.34727 | 0.38585 | 0.38585 | 0.38585 | 0.38585 |  |  | 0.95 | 0.9 | 6.4173 | 3.7522 | 807.8479 | 807.8479 | 807.8479 | 807.8479 | 807.8479 | 807.8479 | 807.8479 | 0.1125 | [14 empty] | 0 | [20 empty] | 1 | 2.8796 | 2.5917 | 2.5917 | 2.5917
R1 | ENGAACT | Natural Gas - Advanced Combustion Turbine | PJ, GW | ELCNGAEA | ELC | 2020 | 30 | 31.536 | 0.38883 | 0.43204 | 0.43204 | 0.43204 | 0.43204 |  |  | 0.95 | 0.9 | 6.155 | 2.5185 | 560.4226 | 560.4226 | 539.4068 | 528.8989 | 528.8989 | 518.3909 | 518.3909 | 0.1125 | [14 empty] | 0 | [20 empty] | 1 | 2.5718 | 2.3146 | 2.3146 | 2.3146
| TechName | *TechDesc | *Units | CommIN | CommOUT | NCAP_START | NCAP_TLIFE | PRC_CAPACT | EFF | Peak | NCAP_AFA | NCAP_FOM | ACT_COST | NCAP_COST~2010 | NCAP_COST~2015 | NCAP_COST~2020 | NCAP_COST~2025 | NCAP_COST~2030 | NCAP_COST~2035 | NCAP_COST~2055 | NCAP_DRATE | ACT_BND~UP | NCAP_AF~SN | NCAP_AF~IN | NCAP_AF~WN | NCAP_AF~SDAM | NCAP_AF~IDAM | NCAP_AF~WDAM | NCAP_AF~SP | NCAP_AF~IP | NCAP_AF~WP | NCAP_AF~SDPM | NCAP_AF~IDPM | NCAP_AF~WDPM |  |  | Output _ELC | Input~2010 | Input~2015 | Input~2020 | Input~2025-2055
* | ESTORAGE | Electricity storage | PJ,GW | ELC | ELC | 2010 | 45 | 31.536 |  | 1 |  | 15.7373 |  | 4623.2682 |  | 4623.2682 | 4623.2682 |  | 4623.2682 |  | 0.1 | 0 | 0 | 0 | 0 | 0 | 0 | 0 | 0.9 | 0.9 | 0.9 | 0.18775 | 0.18775 | 0.18775 |  |  | 1 | 1.1 |  | 1.1 | 1.1

## TechData_Solar&Wind
TechData | _GLOBAL,R0,R1,R2,R3,R4,R5,R6 | [20 empty] | *
Region | TechName | *TechDesc | *Units | CommIN | CommOUT | NCAP_START | NCAP_TLIFE | EFF | PRC_CAPACT | Peak | NCAP_BND~UP~2010 | NCAP_BND~UP~2020 | NCAP_BND~UP~2025 | NCAP_BND~UP~2030 | NCAP_BND~UP~2035 | NCAP_BND~UP~2055 | NCAP_BND~FX~2015 | NCAP_BND~FX~2020 | ACT_BND~FX~2015 | ACT_BND~UP~2015 | ACT_BND~UP~2055 | *NCAP_COST~2005 | NCAP_COST~2010 | NCAP_COST~2015 | NCAP_COST~2020 | NCAP_COST~2025 | NCAP_COST~2030 | NCAP_COST~2035 | NCAP_COST~2040 | NCAP_COST~2045 | NCAP_COST~2050 | NCAP_COST~2055 | NCAP_FOM~2005 | NCAP_FOM~2010 | NCAP_FOM~2015 | NCAP_FOM~2020 | NCAP_FOM~2025 | NCAP_FOM~2030 | NCAP_FOM~2035 | NCAP_FOM~2040 | NCAP_FOM~2045 | NCAP_FOM~2050 | NCAP_FOM~2055 | NCAP_DRATE | ENV_ACT~H2OC | ENV_ACT~H2OW | ENV_ACT~H2OCE | ENV_ACT~H2OWE | NCAP_AF~IDAM | NCAP_AF~IDPM | NCAP_AF~IP | NCAP_AF~IN | NCAP_AF~SDAM | NCAP_AF~SDPM | NCAP_AF~SP | NCAP_AF~SN | NCAP_AF~WDAM | NCAP_AF~WDPM | NCAP_AF~WP | NCAP_AF~WN | NCAP_AF~IDAM~2010 | NCAP_AF~IDAM~2015 | NCAP_AF~IDAM~2020 | NCAP_AF~IDAM~2025 | NCAP_AF~IDAM~2030 | NCAP_AF~IDAM~2035 | NCAP_AF~IDAM~2040 | NCAP_AF~IDAM~2045 | NCAP_AF~IDAM~2050 | NCAP_AF~IDAM~2055 | NCAP_AF~IDPM~2010 | NCAP_AF~IDPM~2015 | NCAP_AF~IDPM~2020 | NCAP_AF~IDPM~2025 | NCAP_AF~IDPM~2030 | NCAP_AF~IDPM~2035 | NCAP_AF~IDPM~2040 | NCAP_AF~IDPM~2045 | NCAP_AF~IDPM~2050 | NCAP_AF~IDPM~2055 | NCAP_AF~IP~2010 | NCAP_AF~IP~2015 | NCAP_AF~IP~2020 | NCAP_AF~IP~2025 | NCAP_AF~IP~2030 | NCAP_AF~IP~2035 | NCAP_AF~IP~2040 | NCAP_AF~IP~2045 | NCAP_AF~IP~2050 | NCAP_AF~IP~2055 | NCAP_AF~IN~2010 | NCAP_AF~IN~2015 | NCAP_AF~IN~2020 | NCAP_AF~IN~2025 | NCAP_AF~IN~2030 | NCAP_AF~IN~2040 | NCAP_AF~IN~2045 | NCAP_AF~IN~2050 | NCAP_AF~IN~2055 | NCAP_AF~SDAM~2010 | NCAP_AF~SDAM~2015 | NCAP_AF~SDAM~2020 | NCAP_AF~SDAM~2025 | NCAP_AF~SDAM~2030 | NCAP_AF~SDAM~2035 | NCAP_AF~SDAM~2040 | NCAP_AF~SDAM~2045 | NCAP_AF~SDAM~2050 | NCAP_AF~SDAM~2055 | NCAP_AF~SDPM~2010 | NCAP_AF~SDPM~2015 | NCAP_AF~SDPM~2020 | NCAP_AF~SDPM~2025 | NCAP_AF~SDPM~2030 | NCAP_AF~SDPM~2035 | NCAP_AF~SDPM~2040 | NCAP_AF~SDPM~2045 | NCAP_AF~SDPM~2050 | NCAP_AF~SDPM~2055 | NCAP_AF~SP~2010 | NCAP_AF~SP~2015 | NCAP_AF~SP~2020 | NCAP_AF~SP~2025 | NCAP_AF~SP~2030 | NCAP_AF~SP~2035 | NCAP_AF~SP~2040 | NCAP_AF~SP~2045 | NCAP_AF~SP~2050 | NCAP_AF~SP~2055 | NCAP_AF~SN~2010 | NCAP_AF~SN~2015 | NCAP_AF~SN~2020 | NCAP_AF~SN~2025 | NCAP_AF~SN~2030 | NCAP_AF~SN~2035 | NCAP_AF~SN~2040 | NCAP_AF~SN~2045 | NCAP_AF~SN~2050 | NCAP_AF~SN~2055 | NCAP_AF~WDAM~2010 | NCAP_AF~WDAM~2015 | NCAP_AF~WDAM~2020 | NCAP_AF~WDAM~2025 | NCAP_AF~WDAM~2030 | NCAP_AF~WDAM~2035 | NCAP_AF~WDAM~2040 | NCAP_AF~WDAM~2045 | NCAP_AF~WDAM~2050 | NCAP_AF~WDAM~2055 | NCAP_AF~WDPM~2010 | NCAP_AF~WDPM~2015 | NCAP_AF~WDPM~2020 | NCAP_AF~WDPM~2025 | NCAP_AF~WDPM~2030 | NCAP_AF~WDPM~2035 | NCAP_AF~WDPM~2040 | NCAP_AF~WDPM~2045 | NCAP_AF~WDPM~2050 | NCAP_AF~WDPM~2055 | NCAP_AF~WP~2010 | NCAP_AF~WP~2015 | NCAP_AF~WP~2020 | NCAP_AF~WP~2025 | NCAP_AF~WP~2030 | NCAP_AF~WP~2035 | NCAP_AF~WP~2040 | NCAP_AF~WP~2045 | NCAP_AF~WP~2050 | NCAP_AF~WP~2055 | NCAP_AF~WN~2010 | NCAP_AF~WN~2015 | NCAP_AF~WN~2020 | NCAP_AF~WN~2025 | NCAP_AF~WN~2030 | NCAP_AF~WN~2035 | NCAP_AF~WN~2040 | NCAP_AF~WN~2045 | NCAP_AF~WN~2050 | NCAP_AF~WN~2055 | Output | Output_ELC | Input
* Solar PV Technologies
R1 | ESOLPVC2A | Solar PV Centralized Generation Class 2 Cost Category A | PJ, GW | ELCSOL | ELC | 2010 | 30 | 0.35761 | 31.536 | 0.3 | 0 | [8 empty] | 0.0020358 |  | 5512.2995 | 3248.2995 | 1581.8178 | 1903.9145 | 1796.5489 | 1689.1834 | 1581.8178 | 1581.8178 | 1581.8178 | 1581.8178 | 1581.8178 | 20.04 | 16.7 | 19 | 19 | 19 | 19 | 19 | 19 | 19 | 19 | 19 | 0.15 | 7.2222 | 7.2222 | 7.2222 | 7.2222 | 0.33965 | 0.33965 | 0.33965 | 0 | 0.35624 | 0.35624 | 0.35624 | 0 | 0.32015 | 0.32015 | 0.32015 | 0 | [120 empty] | 1 | 2.7963
R1 | ESOLPVC2B | Solar PV Centralized Generation Class 2 Cost Category B | PJ, GW | ELCSOL | ELC | 2010 | 30 | 0.35761 | 31.536 | 0.3 | 0 | [8 empty] | 0.0012636 |  | 5762.7369 | 3498.7369 | 1832.2552 | 2154.3519 | 2046.9863 | 1939.6208 | 1832.2552 | 1832.2552 | 1832.2552 | 1832.2552 | 1832.2552 | 20.04 | 16.7 | 19 | 19 | 19 | 19 | 19 | 19 | 19 | 19 | 19 | 0.15 | 7.2222 | 7.2222 | 7.2222 | 7.2222 | 0.33965 | 0.33965 | 0.33965 | 0 | 0.35624 | 0.35624 | 0.35624 | 0 | 0.32015 | 0.32015 | 0.32015 | 0 | [120 empty] | 1 | 2.7963
R1 | ESOLPVC2C | Solar PV Centralized Generation Class 2 Cost Category C | PJ, GW | ELCSOL | ELC | 2010 | 30 | 0.35761 | 31.536 | 0.3 | 0 | [8 empty] | 0.0044928 |  | 5943.9367 | 3679.9367 | 2013.4549 | 2335.5517 | 2228.1861 | 2120.8205 | 2013.4549 | 2013.4549 | 2013.4549 | 2013.4549 | 2013.4549 | 20.04 | 16.7 | 19 | 19 | 19 | 19 | 19 | 19 | 19 | 19 | 19 | 0.15 | 7.2222 | 7.2222 | 7.2222 | 7.2222 | 0.33965 | 0.33965 | 0.33965 | 0 | 0.35624 | 0.35624 | 0.35624 | 0 | 0.32015 | 0.32015 | 0.32015 | 0 | [120 empty] | 1 | 2.7963
R1 | ESOLPVC2D | Solar PV Centralized Generation Class 2 Cost Category D | PJ, GW | ELCSOL | ELC | 2010 | 30 | 0.35761 | 31.536 | 0.3 | 0 | [8 empty] | 0.0085995 |  | 6162.2228 | 3898.2228 | 2231.741 | 2553.8378 | 2446.4722 | 2339.1066 | 2231.741 | 2231.741 | 2231.741 | 2231.741 | 2231.741 | 20.04 | 16.7 | 19 | 19 | 19 | 19 | 19 | 19 | 19 | 19 | 19 | 0.15 | 7.2222 | 7.2222 | 7.2222 | 7.2222 | 0.33965 | 0.33965 | 0.33965 | 0 | 0.35624 | 0.35624 | 0.35624 | 0 | 0.32015 | 0.32015 | 0.32015 | 0 | [120 empty] | 1 | 2.7963
R1 | ESOLPVC2E | Solar PV Centralized Generation Class 2 Cost Category E | PJ, GW | ELCSOL | ELC | 2010 | 30 | 0.35761 | 31.536 | 0.3 | 0 | [8 empty] | 0.0026676 |  | 6414.7904 | 4150.7904 | 2484.3087 | 2806.4054 | 2699.0398 | 2591.6742 | 2484.3087 | 2484.3087 | 2484.3087 | 2484.3087 | 2484.3087 | 20.04 | 16.7 | 19 | 19 | 19 | 19 | 19 | 19 | 19 | 19 | 19 | 0.15 | 7.2222 | 7.2222 | 7.2222 | 7.2222 | 0.33965 | 0.33965 | 0.33965 | 0 | 0.35624 | 0.35624 | 0.35624 | 0 | 0.32015 | 0.32015 | 0.32015 | 0 | [120 empty] | 1 | 2.7963
R1 | ESOLPVC3A | Solar PV Centralized Generation Class 3 Cost Category A | PJ, GW | ELCSOL | ELC | 2010 | 30 | 0.35761 | 31.536 | 0.3 | 0 | [8 empty] | 2.6804 |  | 5487.4428 | 3223.4428 | 1556.961 | 1879.0578 | 1771.6922 | 1664.3266 | 1556.961 | 1556.961 | 1556.961 | 1556.961 | 1556.961 | 20.04 | 16.7 | 19 | 19 | 19 | 19 | 19 | 19 | 19 | 19 | 19 | 0.15 | 7.2222 | 7.2222 | 7.2222 | 7.2222 | 0.38494 | 0.38494 | 0.38494 | 0 | 0.42499 | 0.42499 | 0.42499 | 0 | 0.37089 | 0.37089 | 0.37089 | 0 | [120 empty] | 1 | 2.7963
R1 | ESOLPVC3B | Solar PV Centralized Generation Class 3 Cost Category B | PJ, GW | ELCSOL | ELC | 2010 | 30 | 0.35761 | 31.536 | 0.3 | 0 | [8 empty] | 0.75942 |  | 5544.7645 | 3280.7645 | 1614.2828 | 1936.3795 | 1829.014 | 1721.6484 | 1614.2828 | 1614.2828 | 1614.2828 | 1614.2828 | 1614.2828 | 20.04 | 16.7 | 19 | 19 | 19 | 19 | 19 | 19 | 19 | 19 | 19 | 0.15 | 7.2222 | 7.2222 | 7.2222 | 7.2222 | 0.38494 | 0.38494 | 0.38494 | 0 | 0.42499 | 0.42499 | 0.42499 | 0 | 0.37089 | 0.37089 | 0.37089 | 0 | [120 empty] | 1 | 2.7963
R1 | ESOLPVC3C | Solar PV Centralized Generation Class 3 Cost Category C | PJ, GW | ELCSOL | ELC | 2010 | 30 | 0.35761 | 31.536 | 0.3 | 0 | [8 empty] | 0.62861 |  | 5640.4932 | 3376.4932 | 1710.0114 | 2032.1082 | 1924.7426 | 1817.377 | 1710.0114 | 1710.0114 | 1710.0114 | 1710.0114 | 1710.0114 | 20.04 | 16.7 | 19 | 19 | 19 | 19 | 19 | 19 | 19 | 19 | 19 | 0.15 | 7.2222 | 7.2222 | 7.2222 | 7.2222 | 0.38494 | 0.38494 | 0.38494 | 0 | 0.42499 | 0.42499 | 0.42499 | 0 | 0.37089 | 0.37089 | 0.37089 | 0 | [120 empty] | 1 | 2.7963
R1 | ESOLPVC3D | Solar PV Centralized Generation Class 3 Cost Category D | PJ, GW | ELCSOL | ELC | 2010 | 30 | 0.35761 | 31.536 | 0.3 | 0 | [8 empty] | 0.36006 |  | 5873.8711 | 3609.8711 | 1943.3893 | 2265.4861 | 2158.1205 | 2050.7549 | 1943.3893 | 1943.3893 | 1943.3893 | 1943.3893 | 1943.3893 | 20.04 | 16.7 | 19 | 19 | 19 | 19 | 19 | 19 | 19 | 19 | 19 | 0.15 | 7.2222 | 7.2222 | 7.2222 | 7.2222 | 0.38494 | 0.38494 | 0.38494 | 0 | 0.42499 | 0.42499 | 0.42499 | 0 | 0.37089 | 0.37089 | 0.37089 | 0 | [120 empty] | 1 | 2.7963
R1 | ESOLPVC3E | Solar PV Centralized Generation Class 3 Cost Category E | PJ, GW | ELCSOL | ELC | 2010 | 30 | 0.35761 | 31.536 | 0.3 | 0 | [8 empty] | 0.40986 |  | 6346.4635 | 4082.4635 | 2415.9817 | 2738.0785 | 2630.7129 | 2523.3473 | 2415.9817 | 2415.9817 | 2415.9817 | 2415.9817 | 2415.9817 | 20.04 | 16.7 | 19 | 19 | 19 | 19 | 19 | 19 | 19 | 19 | 19 | 0.15 | 7.2222 | 7.2222 | 7.2222 | 7.2222 | 0.38494 | 0.38494 | 0.38494 | 0 | 0.42499 | 0.42499 | 0.42499 | 0 | 0.37089 | 0.37089 | 0.37089 | 0 | [120 empty] | 1 | 2.7963
R1 | ESOLPVC4A | Solar PV Centralized Generation Class 4 Cost Category A | PJ, GW | ELCSOL | ELC | 2010 | 30 | 0.35761 | 31.536 | 0.3 | 0 | [5 empty] | 1.2499 | 3.592 | 0.5026 | 13.2574 |  | 5492.4203 | 3228.4203 | 1561.9386 | 1884.0353 | 1776.6697 | 1669.3042 | 1561.9386 | 1561.9386 | 1561.9386 | 1561.9386 | 1561.9386 | 20.04 | 16.7 | 19 | 19 | 19 | 19 | 19 | 19 | 19 | 19 | 19 | 0.15 | 7.2222 | 7.2222 | 7.2222 | 7.2222 | 0.43022 | 0.43022 | 0.43022 | 0 | 0.45124 | 0.45124 | 0.45124 | 0 | 0.38264 | 0.38264 | 0.38264 | 0 | [120 empty] | 1 | 2.7963
R1 | ESOLPVC4B | Solar PV Centralized Generation Class 4 Cost Category B | PJ, GW | ELCSOL | ELC | 2010 | 30 | 0.35761 | 31.536 | 0.3 | 0 | [8 empty] | 8.7059 |  | 5552.0646 | 3288.0646 | 1621.5829 | 1943.6796 | 1836.3141 | 1728.9485 | 1621.5829 | 1621.5829 | 1621.5829 | 1621.5829 | 1621.5829 | 20.04 | 16.7 | 19 | 19 | 19 | 19 | 19 | 19 | 19 | 19 | 19 | 0.15 | 7.2222 | 7.2222 | 7.2222 | 7.2222 | 0.43022 | 0.43022 | 0.43022 | 0 | 0.45124 | 0.45124 | 0.45124 | 0 | 0.38264 | 0.38264 | 0.38264 | 0 | [120 empty] | 1 | 2.7963
R1 | ESOLPVC4C | Solar PV Centralized Generation Class 4 Cost Category C | PJ, GW | ELCSOL | ELC | 2010 | 30 | 0.35761 | 31.536 | 0.3 | 0 | [8 empty] | 4.9682 |  | 5678.7664 | 3414.7664 | 1748.2846 | 2070.3814 | 1963.0158 | 1855.6502 | 1748.2846 | 1748.2846 | 1748.2846 | 1748.2846 | 1748.2846 | 20.04 | 16.7 | 19 | 19 | 19 | 19 | 19 | 19 | 19 | 19 | 19 | 0.15 | 7.2222 | 7.2222 | 7.2222 | 7.2222 | 0.43022 | 0.43022 | 0.43022 | 0 | 0.45124 | 0.45124 | 0.45124 | 0 | 0.38264 | 0.38264 | 0.38264 | 0 | [120 empty] | 1 | 2.7963
R1 | ESOLPVC4D | Solar PV Centralized Generation Class 4 Cost Category D | PJ, GW | ELCSOL | ELC | 2010 | 30 | 0.35761 | 31.536 | 0.3 | 0 | [8 empty] | 3.219 |  | 5809.1523 | 3545.1523 | 1878.6705 | 2200.7673 | 2093.4017 | 1986.0361 | 1878.6705 | 1878.6705 | 1878.6705 | 1878.6705 | 1878.6705 | 20.04 | 16.7 | 19 | 19 | 19 | 19 | 19 | 19 | 19 | 19 | 19 | 0.15 | 7.2222 | 7.2222 | 7.2222 | 7.2222 | 0.43022 | 0.43022 | 0.43022 | 0 | 0.45124 | 0.45124 | 0.45124 | 0 | 0.38264 | 0.38264 | 0.38264 | 0 | [120 empty] | 1 | 2.7963
R1 | ESOLPVC4E | Solar PV Centralized Generation Class 4 Cost Category E | PJ, GW | ELCSOL | ELC | 2010 | 30 | 0.35761 | 31.536 | 0.3 | 0 | [8 empty] | 1.6746 |  | 5914.0428 | 3650.0428 | 1983.561 | 2305.6578 | 2198.2922 | 2090.9266 | 1983.561 | 1983.561 | 1983.561 | 1983.561 | 1983.561 | 20.04 | 16.7 | 19 | 19 | 19 | 19 | 19 | 19 | 19 | 19 | 19 | 0.15 | 7.2222 | 7.2222 | 7.2222 | 7.2222 | 0.43022 | 0.43022 | 0.43022 | 0 | 0.45124 | 0.45124 | 0.45124 | 0 | 0.38264 | 0.38264 | 0.38264 | 0 | [120 empty] | 1 | 2.7963
* | ESOLPVC2A | Solar PV Centralized Generation Class 2 Cost Category A |  | ELCSOL | ELC | 2010 | 30 | 0.35117 | 31.536 | 0.3 | 0 | [8 empty] | 0.0020358 |  | 3052.1424 | 2160.1096 | 2160.1096 | 2746.9282 | 2746.9282 | 2746.9282 | 2746.9282 | 2746.9282 | 2746.9282 | 2746.9282 | 21.6306 | [10 empty] | 0.31735 | 0.15 | 7.2222 | 7.2222 | 7.2222 | 7.2222 | 0.31735 | 0.31735 | 0 | 0.30542 | 0.30542 | 0.30542 | 0 | 0.29272 | 0.29272 | 0.29272 | 0 | [121 empty] | 1 | 2.8476
* | ESOLPVC2B | Solar PV Centralized Generation Class 2 Cost Category B |  | ELCSOL | ELC | 2010 | 30 | 0.35761 | 31.536 | 0.3 | 0 | [8 empty] | 0.0012636 |  | 5762.7369 | 3498.7369 | 2406.2853 | 2612.5727 | 2478.253 | 2343.9332 | 2209.6135 | 2209.6135 | 2209.6135 | 2209.6135 | 2209.6135 | 20.04 | 16.7 | 21.5863 | 21.5863 | 21.5863 | 21.5863 | 21.5863 | 21.5863 | 21.5863 | 21.5863 | 21.5863 | 0.1 | 7.2222 | 7.2222 | 7.2222 | 7.2222 | 0.33965 | 0.33965 | 0.33965 | 0 | 0.35624 | 0.35624 | 0.35624 | 0 | 0.32015 | 0.32015 | 0.32015 | 0 | [120 empty] | 1 | 2.7963
* | ESOLPVC2C | Solar PV Centralized Generation Class 2 Cost Category C |  | ELCSOL | ELC | 2010 | 30 | 0.35761 | 31.536 | 0.3 | 0 | [8 empty] | 0.0044928 |  | 5943.9367 | 3679.9367 | 2587.4851 | 2793.7725 | 2659.4527 | 2525.133 | 2390.8132 | 2390.8132 | 2390.8132 | 2390.8132 | 2390.8132 | 20.04 | 16.7 | 21.5863 | 21.5863 | 21.5863 | 21.5863 | 21.5863 | 21.5863 | 21.5863 | 21.5863 | 21.5863 | 0.1 | 7.2222 | 7.2222 | 7.2222 | 7.2222 | 0.33965 | 0.33965 | 0.33965 | 0 | 0.35624 | 0.35624 | 0.35624 | 0 | 0.32015 | 0.32015 | 0.32015 | 0 | [120 empty] | 1 | 2.7963
* | ESOLPVC2D | Solar PV Centralized Generation Class 2 Cost Category D |  | ELCSOL | ELC | 2010 | 30 | 0.35761 | 31.536 | 0.3 | 0 | [8 empty] | 0.0085995 |  | 6162.2228 | 3898.2228 | 2805.7711 | 3012.0586 | 2877.7388 | 2743.4191 | 2609.0993 | 2609.0993 | 2609.0993 | 2609.0993 | 2609.0993 | 20.04 | 16.7 | 21.5863 | 21.5863 | 21.5863 | 21.5863 | 21.5863 | 21.5863 | 21.5863 | 21.5863 | 21.5863 | 0.1 | 7.2222 | 7.2222 | 7.2222 | 7.2222 | 0.33965 | 0.33965 | 0.33965 | 0 | 0.35624 | 0.35624 | 0.35624 | 0 | 0.32015 | 0.32015 | 0.32015 | 0 | [120 empty] | 1 | 2.7963
* | ESOLPVC2E | Solar PV Centralized Generation Class 2 Cost Category E |  | ELCSOL | ELC | 2010 | 30 | 0.35761 | 31.536 | 0.3 | 0 | [8 empty] | 0.0026676 |  | 6414.7904 | 4150.7904 | 3058.3388 | 3264.6262 | 3130.3065 | 2995.9867 | 2861.667 | 2861.667 | 2861.667 | 2861.667 | 2861.667 | 20.04 | 16.7 | 21.5863 | 21.5863 | 21.5863 | 21.5863 | 21.5863 | 21.5863 | 21.5863 | 21.5863 | 21.5863 | 0.1 | 7.2222 | 7.2222 | 7.2222 | 7.2222 | 0.33965 | 0.33965 | 0.33965 | 0 | 0.35624 | 0.35624 | 0.35624 | 0 | 0.32015 | 0.32015 | 0.32015 | 0 | [120 empty] | 1 | 2.7963
* | ESOLPVC3A | Solar PV Centralized Generation Class 3 Cost Category A |  | ELCSOL | ELC | 2010 | 30 | 0.35761 | 31.536 | 0.3 | 0 | [8 empty] | 2.6804 |  | 5487.4428 | 3223.4428 | 2130.9912 | 2337.2786 | 2202.9589 | 2068.6391 | 1934.3194 | 1934.3194 | 1934.3194 | 1934.3194 | 1934.3194 | 20.04 | 16.7 | 21.5863 | 21.5863 | 21.5863 | 21.5863 | 21.5863 | 21.5863 | 21.5863 | 21.5863 | 21.5863 | 0.1 | 7.2222 | 7.2222 | 7.2222 | 7.2222 | 0.38494 | 0.38494 | 0.38494 | 0 | 0.42499 | 0.42499 | 0.42499 | 0 | 0.37089 | 0.37089 | 0.37089 | 0 | [120 empty] | 1 | 2.7963
* | ESOLPVC3B | Solar PV Centralized Generation Class 3 Cost Category B |  | ELCSOL | ELC | 2010 | 30 | 0.35761 | 31.536 | 0.3 | 0 | [8 empty] | 0.75942 |  | 5544.7645 | 3280.7645 | 2188.3129 | 2394.6004 | 2260.2806 | 2125.9609 | 1991.6411 | 1991.6411 | 1991.6411 | 1991.6411 | 1991.6411 | 20.04 | 16.7 | 21.5863 | 21.5863 | 21.5863 | 21.5863 | 21.5863 | 21.5863 | 21.5863 | 21.5863 | 21.5863 | 0.1 | 7.2222 | 7.2222 | 7.2222 | 7.2222 | 0.38494 | 0.38494 | 0.38494 | 0 | 0.42499 | 0.42499 | 0.42499 | 0 | 0.37089 | 0.37089 | 0.37089 | 0 | [120 empty] | 1 | 2.7963
* | ESOLPVC3C | Solar PV Centralized Generation Class 3 Cost Category C |  | ELCSOL | ELC | 2010 | 30 | 0.35761 | 31.536 | 0.3 | 0 | [8 empty] | 0.62861 |  | 5640.4932 | 3376.4932 | 2284.0415 | 2490.329 | 2356.0092 | 2221.6895 | 2087.3697 | 2087.3697 | 2087.3697 | 2087.3697 | 2087.3697 | 20.04 | 16.7 | 21.5863 | 21.5863 | 21.5863 | 21.5863 | 21.5863 | 21.5863 | 21.5863 | 21.5863 | 21.5863 | 0.1 | 7.2222 | 7.2222 | 7.2222 | 7.2222 | 0.38494 | 0.38494 | 0.38494 | 0 | 0.42499 | 0.42499 | 0.42499 | 0 | 0.37089 | 0.37089 | 0.37089 | 0 | [120 empty] | 1 | 2.7963
* | ESOLPVC3D | Solar PV Centralized Generation Class 3 Cost Category D |  | ELCSOL | ELC | 2010 | 30 | 0.35761 | 31.536 | 0.3 | 0 | [8 empty] | 0.36006 |  | 5873.8711 | 3609.8711 | 2517.4194 | 2723.7069 | 2589.3871 | 2455.0674 | 2320.7476 | 2320.7476 | 2320.7476 | 2320.7476 | 2320.7476 | 20.04 | 16.7 | 21.5863 | 21.5863 | 21.5863 | 21.5863 | 21.5863 | 21.5863 | 21.5863 | 21.5863 | 21.5863 | 0.1 | 7.2222 | 7.2222 | 7.2222 | 7.2222 | 0.38494 | 0.38494 | 0.38494 | 0 | 0.42499 | 0.42499 | 0.42499 | 0 | 0.37089 | 0.37089 | 0.37089 | 0 | [120 empty] | 1 | 2.7963
* | ESOLPVC3E | Solar PV Centralized Generation Class 3 Cost Category E |  | ELCSOL | ELC | 2010 | 30 | 0.35761 | 31.536 | 0.3 | 0 | [8 empty] | 0.40986 |  | 6346.4635 | 4082.4635 | 2990.0119 | 3196.2993 | 3061.9795 | 2927.6598 | 2793.34 | 2793.34 | 2793.34 | 2793.34 | 2793.34 | 20.04 | 16.7 | 21.5863 | 21.5863 | 21.5863 | 21.5863 | 21.5863 | 21.5863 | 21.5863 | 21.5863 | 21.5863 | 0.1 | 7.2222 | 7.2222 | 7.2222 | 7.2222 | 0.38494 | 0.38494 | 0.38494 | 0 | 0.42499 | 0.42499 | 0.42499 | 0 | 0.37089 | 0.37089 | 0.37089 | 0 | [120 empty] | 1 | 2.7963
* | ESOLPVC4A | Solar PV Centralized Generation Class 4 Cost Category A |  | ELCSOL | ELC | 2010 | 30 | 0.35761 | 31.536 | 0.3 | 0 | [8 empty] | 13.2574 |  | 5492.4203 | 3228.4203 | 2135.9687 | 2342.2562 | 2207.9364 | 2073.6166 | 1939.2969 | 1939.2969 | 1939.2969 | 1939.2969 | 1939.2969 | 20.04 | 16.7 | 21.5863 | 21.5863 | 21.5863 | 21.5863 | 21.5863 | 21.5863 | 21.5863 | 21.5863 | 21.5863 | 0.1 | 7.2222 | 7.2222 | 7.2222 | 7.2222 | 0.43022 | 0.43022 | 0.43022 | 0 | 0.45124 | 0.45124 | 0.45124 | 0 | 0.38264 | 0.38264 | 0.38264 | 0 | [120 empty] | 1 | 2.7963
* | ESOLPVC4B | Solar PV Centralized Generation Class 4 Cost Category B |  | ELCSOL | ELC | 2010 | 30 | 0.35761 | 31.536 | 0.3 | 0 | [8 empty] | 8.7059 |  | 5552.0646 | 3288.0646 | 2195.613 | 2401.9005 | 2267.5807 | 2133.261 | 1998.9412 | 1998.9412 | 1998.9412 | 1998.9412 | 1998.9412 | 20.04 | 16.7 | 21.5863 | 21.5863 | 21.5863 | 21.5863 | 21.5863 | 21.5863 | 21.5863 | 21.5863 | 21.5863 | 0.1 | 7.2222 | 7.2222 | 7.2222 | 7.2222 | 0.43022 | 0.43022 | 0.43022 | 0 | 0.45124 | 0.45124 | 0.45124 | 0 | 0.38264 | 0.38264 | 0.38264 | 0 | [120 empty] | 1 | 2.7963
* | ESOLPVC4C | Solar PV Centralized Generation Class 4 Cost Category C |  | ELCSOL | ELC | 2010 | 30 | 0.35761 | 31.536 | 0.3 | 0 | [8 empty] | 4.9682 |  | 5678.7664 | 3414.7664 | 2322.3147 | 2528.6022 | 2394.2824 | 2259.9627 | 2125.6429 | 2125.6429 | 2125.6429 | 2125.6429 | 2125.6429 | 20.04 | 16.7 | 21.5863 | 21.5863 | 21.5863 | 21.5863 | 21.5863 | 21.5863 | 21.5863 | 21.5863 | 21.5863 | 0.1 | 7.2222 | 7.2222 | 7.2222 | 7.2222 | 0.43022 | 0.43022 | 0.43022 | 0 | 0.45124 | 0.45124 | 0.45124 | 0 | 0.38264 | 0.38264 | 0.38264 | 0 | [120 empty] | 1 | 2.7963
* | ESOLPVC4D | Solar PV Centralized Generation Class 4 Cost Category D |  | ELCSOL | ELC | 2010 | 30 | 0.35761 | 31.536 | 0.3 | 0 | [8 empty] | 3.219 |  | 5809.1523 | 3545.1523 | 2452.7007 | 2658.9881 | 2524.6683 | 2390.3486 | 2256.0288 | 2256.0288 | 2256.0288 | 2256.0288 | 2256.0288 | 20.04 | 16.7 | 21.5863 | 21.5863 | 21.5863 | 21.5863 | 21.5863 | 21.5863 | 21.5863 | 21.5863 | 21.5863 | 0.1 | 7.2222 | 7.2222 | 7.2222 | 7.2222 | 0.43022 | 0.43022 | 0.43022 | 0 | 0.45124 | 0.45124 | 0.45124 | 0 | 0.38264 | 0.38264 | 0.38264 | 0 | [120 empty] | 1 | 2.7963
* | ESOLPVC4E | Solar PV Centralized Generation Class 4 Cost Category E |  | ELCSOL | ELC | 2010 | 30 | 0.35761 | 31.536 | 0.3 | 0 | [8 empty] | 1.6746 |  | 5914.0428 | 3650.0428 | 2557.5912 | 2763.8786 | 2629.5589 | 2495.2391 | 2360.9194 | 2360.9194 | 2360.9194 | 2360.9194 | 2360.9194 | 20.04 | 16.7 | 21.5863 | 21.5863 | 21.5863 | 21.5863 | 21.5863 | 21.5863 | 21.5863 | 21.5863 | 21.5863 | 0.1 | 7.2222 | 7.2222 | 7.2222 | 7.2222 | 0.43022 | 0.43022 | 0.43022 | 0 | 0.45124 | 0.45124 | 0.45124 | 0 | 0.38264 | 0.38264 | 0.38264 | 0 | [120 empty] | 1 | 2.7963
* | ESOLPVC2A | Solar PV Centralized Generation Class 2 Cost Category A |  | ELCSOL | ELC | 2010 | 30 | 0.35761 | 31.536 | 0.3 | 0 | [8 empty] | 0.0001404 |  | 5516.0325 | 3252.0325 | 2159.5809 | 2365.8683 | 2231.5486 | 2097.2288 | 1962.9091 | 1962.9091 | 1962.9091 | 1962.9091 | 1962.9091 | 20.04 | 16.7 | 21.5863 | 21.5863 | 21.5863 | 21.5863 | 21.5863 | 21.5863 | 21.5863 | 21.5863 | 21.5863 | 0.1 | 7.2222 | 7.2222 | 7.2222 | 7.2222 | 0.33965 | 0.33965 | 0.33965 | 0 | 0.35624 | 0.35624 | 0.35624 | 0 | 0.32015 | 0.32015 | 0.32015 | 0 | [120 empty] | 1 | 2.7963
* | ESOLPVC2B | Solar PV Centralized Generation Class 2 Cost Category B |  | ELCSOL | ELC | 2010 | 30 | 0.35761 | 31.536 | 0.3 | 0 | [8 empty] | 0 |  | 5433.6 | 3169.6 | 2077.1484 | 2283.4358 | 2149.1161 | 2014.7963 | 1880.4766 | 1880.4766 | 1880.4766 | 1880.4766 | 1880.4766 | 20.04 | 16.7 | 21.5863 | 21.5863 | 21.5863 | 21.5863 | 21.5863 | 21.5863 | 21.5863 | 21.5863 | 21.5863 | 0.1 | 7.2222 | 7.2222 | 7.2222 | 7.2222 | 0.33965 | 0.33965 | 0.33965 | 0 | 0.35624 | 0.35624 | 0.35624 | 0 | 0.32015 | 0.32015 | 0.32015 | 0 | [120 empty] | 1 | 2.7963
* | ESOLPVC2C | Solar PV Centralized Generation Class 2 Cost Category C |  | ELCSOL | ELC | 2010 | 30 | 0.35761 | 31.536 | 0.3 | 0 | [8 empty] | 0 |  | 5433.6 | 3169.6 | 2077.1484 | 2283.4358 | 2149.1161 | 2014.7963 | 1880.4766 | 1880.4766 | 1880.4766 | 1880.4766 | 1880.4766 | 20.04 | 16.7 | 21.5863 | 21.5863 | 21.5863 | 21.5863 | 21.5863 | 21.5863 | 21.5863 | 21.5863 | 21.5863 | 0.1 | 7.2222 | 7.2222 | 7.2222 | 7.2222 | 0.33965 | 0.33965 | 0.33965 | 0 | 0.35624 | 0.35624 | 0.35624 | 0 | 0.32015 | 0.32015 | 0.32015 | 0 | [120 empty] | 1 | 2.7963
* | ESOLPVC2D | Solar PV Centralized Generation Class 2 Cost Category D |  | ELCSOL | ELC | 2010 | 30 | 0.35761 | 31.536 | 0.3 | 0 | [8 empty] | 0 |  | 5433.6 | 3169.6 | 2077.1484 | 2283.4358 | 2149.1161 | 2014.7963 | 1880.4766 | 1880.4766 | 1880.4766 | 1880.4766 | 1880.4766 | 20.04 | 16.7 | 21.5863 | 21.5863 | 21.5863 | 21.5863 | 21.5863 | 21.5863 | 21.5863 | 21.5863 | 21.5863 | 0.1 | 7.2222 | 7.2222 | 7.2222 | 7.2222 | 0.33965 | 0.33965 | 0.33965 | 0 | 0.35624 | 0.35624 | 0.35624 | 0 | 0.32015 | 0.32015 | 0.32015 | 0 | [120 empty] | 1 | 2.7963
* | ESOLPVC2E | Solar PV Centralized Generation Class 2 Cost Category E |  | ELCSOL | ELC | 2010 | 30 | 0.35761 | 31.536 | 0.3 | 0 | [8 empty] | 0 |  | 5433.6 | 3169.6 | 2077.1484 | 2283.4358 | 2149.1161 | 2014.7963 | 1880.4766 | 1880.4766 | 1880.4766 | 1880.4766 | 1880.4766 | 20.04 | 16.7 | 21.5863 | 21.5863 | 21.5863 | 21.5863 | 21.5863 | 21.5863 | 21.5863 | 21.5863 | 21.5863 | 0.1 | 7.2222 | 7.2222 | 7.2222 | 7.2222 | 0.33965 | 0.33965 | 0.33965 | 0 | 0.35624 | 0.35624 | 0.35624 | 0 | 0.32015 | 0.32015 | 0.32015 | 0 | [120 empty] | 1 | 2.7963
* | ESOLPVC3A | Solar PV Centralized Generation Class 3 Cost Category A |  | ELCSOL | ELC | 2010 | 30 | 0.35761 | 31.536 | 0.3 | 0 | [8 empty] | 4.4392 |  | 5474.0338 | 3210.0338 | 2117.5822 | 2323.8697 | 2189.5499 | 2055.2302 | 1920.9104 | 1920.9104 | 1920.9104 | 1920.9104 | 1920.9104 | 20.04 | 16.7 | 21.5863 | 21.5863 | 21.5863 | 21.5863 | 21.5863 | 21.5863 | 21.5863 | 21.5863 | 21.5863 | 0.1 | 7.2222 | 7.2222 | 7.2222 | 7.2222 | 0.38494 | 0.38494 | 0.38494 | 0 | 0.42499 | 0.42499 | 0.42499 | 0 | 0.37089 | 0.37089 | 0.37089 | 0 | [120 empty] | 1 | 2.7963
* | ESOLPVC3B | Solar PV Centralized Generation Class 3 Cost Category B |  | ELCSOL | ELC | 2010 | 30 | 0.35761 | 31.536 | 0.3 | 0 | [8 empty] | 4.4507 |  | 5496.3363 | 3232.3363 | 2139.8847 | 2346.1721 | 2211.8524 | 2077.5326 | 1943.2129 | 1943.2129 | 1943.2129 | 1943.2129 | 1943.2129 | 20.04 | 16.7 | 21.5863 | 21.5863 | 21.5863 | 21.5863 | 21.5863 | 21.5863 | 21.5863 | 21.5863 | 21.5863 | 0.1 | 7.2222 | 7.2222 | 7.2222 | 7.2222 | 0.38494 | 0.38494 | 0.38494 | 0 | 0.42499 | 0.42499 | 0.42499 | 0 | 0.37089 | 0.37089 | 0.37089 | 0 | [120 empty] | 1 | 2.7963
* | ESOLPVC3C | Solar PV Centralized Generation Class 3 Cost Category C |  | ELCSOL | ELC | 2010 | 30 | 0.35761 | 31.536 | 0.3 | 0 | [8 empty] | 3.4655 |  | 5541.3558 | 3277.3558 | 2184.9042 | 2391.1916 | 2256.8719 | 2122.5521 | 1988.2323 | 1988.2323 | 1988.2323 | 1988.2323 | 1988.2323 | 20.04 | 16.7 | 21.5863 | 21.5863 | 21.5863 | 21.5863 | 21.5863 | 21.5863 | 21.5863 | 21.5863 | 21.5863 | 0.1 | 7.2222 | 7.2222 | 7.2222 | 7.2222 | 0.38494 | 0.38494 | 0.38494 | 0 | 0.42499 | 0.42499 | 0.42499 | 0 | 0.37089 | 0.37089 | 0.37089 | 0 | [120 empty] | 1 | 2.7963
* | ESOLPVC3D | Solar PV Centralized Generation Class 3 Cost Category D |  | ELCSOL | ELC | 2010 | 30 | 0.35761 | 31.536 | 0.3 | 0 | [8 empty] | 1.1487 |  | 5664.1689 | 3400.1689 | 2307.7173 | 2514.0047 | 2379.685 | 2245.3652 | 2111.0455 | 2111.0455 | 2111.0455 | 2111.0455 | 2111.0455 | 20.04 | 16.7 | 21.5863 | 21.5863 | 21.5863 | 21.5863 | 21.5863 | 21.5863 | 21.5863 | 21.5863 | 21.5863 | 0.1 | 7.2222 | 7.2222 | 7.2222 | 7.2222 | 0.38494 | 0.38494 | 0.38494 | 0 | 0.42499 | 0.42499 | 0.42499 | 0 | 0.37089 | 0.37089 | 0.37089 | 0 | [120 empty] | 1 | 2.7963
* | ESOLPVC3E | Solar PV Centralized Generation Class 3 Cost Category E |  | ELCSOL | ELC | 2010 | 30 | 0.35761 | 31.536 | 0.3 | 0 | [8 empty] | 0.4662 |  | 6068.9391 | 3804.9391 | 2712.4875 | 2918.7749 | 2784.4552 | 2650.1354 | 2515.8156 | 2515.8156 | 2515.8156 | 2515.8156 | 2515.8156 | 20.04 | 16.7 | 21.5863 | 21.5863 | 21.5863 | 21.5863 | 21.5863 | 21.5863 | 21.5863 | 21.5863 | 21.5863 | 0.1 | 7.2222 | 7.2222 | 7.2222 | 7.2222 | 0.38494 | 0.38494 | 0.38494 | 0 | 0.42499 | 0.42499 | 0.42499 | 0 | 0.37089 | 0.37089 | 0.37089 | 0 | [120 empty] | 1 | 2.7963
* | ESOLPVC4A | Solar PV Centralized Generation Class 4 Cost Category A |  | ELCSOL | ELC | 2010 | 30 | 0.35761 | 31.536 | 0.3 | 0 | [8 empty] | 36.0388 |  | 5480.9118 | 3216.9118 | 2124.4602 | 2330.7477 | 2196.4279 | 2062.1081 | 1927.7884 | 1927.7884 | 1927.7884 | 1927.7884 | 1927.7884 | 20.04 | 16.7 | 21.5863 | 21.5863 | 21.5863 | 21.5863 | 21.5863 | 21.5863 | 21.5863 | 21.5863 | 21.5863 | 0.1 | 7.2222 | 7.2222 | 7.2222 | 7.2222 | 0.43022 | 0.43022 | 0.43022 | 0 | 0.45124 | 0.45124 | 0.45124 | 0 | 0.38264 | 0.38264 | 0.38264 | 0 | [120 empty] | 1 | 2.7963
* | ESOLPVC4B | Solar PV Centralized Generation Class 4 Cost Category B |  | ELCSOL | ELC | 2010 | 30 | 0.35761 | 31.536 | 0.3 | 0 | [8 empty] | 14.9898 |  | 5518.7012 | 3254.7012 | 2162.2496 | 2368.537 | 2234.2172 | 2099.8975 | 1965.5777 | 1965.5777 | 1965.5777 | 1965.5777 | 1965.5777 | 20.04 | 16.7 | 21.5863 | 21.5863 | 21.5863 | 21.5863 | 21.5863 | 21.5863 | 21.5863 | 21.5863 | 21.5863 | 0.1 | 7.2222 | 7.2222 | 7.2222 | 7.2222 | 0.43022 | 0.43022 | 0.43022 | 0 | 0.45124 | 0.45124 | 0.45124 | 0 | 0.38264 | 0.38264 | 0.38264 | 0 | [120 empty] | 1 | 2.7963
* | ESOLPVC4C | Solar PV Centralized Generation Class 4 Cost Category C |  | ELCSOL | ELC | 2010 | 30 | 0.35761 | 31.536 | 0.3 | 0 | [8 empty] | 16.4512 |  | 5594.0917 | 3330.0917 | 2237.6401 | 2443.9275 | 2309.6078 | 2175.288 | 2040.9683 | 2040.9683 | 2040.9683 | 2040.9683 | 2040.9683 | 20.04 | 16.7 | 21.5863 | 21.5863 | 21.5863 | 21.5863 | 21.5863 | 21.5863 | 21.5863 | 21.5863 | 21.5863 | 0.1 | 7.2222 | 7.2222 | 7.2222 | 7.2222 | 0.43022 | 0.43022 | 0.43022 | 0 | 0.45124 | 0.45124 | 0.45124 | 0 | 0.38264 | 0.38264 | 0.38264 | 0 | [120 empty] | 1 | 2.7963
* | ESOLPVC4D | Solar PV Centralized Generation Class 4 Cost Category D |  | ELCSOL | ELC | 2010 | 30 | 0.35761 | 31.536 | 0.3 | 0 | [8 empty] | 7.2931 |  | 5727.0447 | 3463.0447 | 2370.5931 | 2576.8805 | 2442.5607 | 2308.241 | 2173.9212 | 2173.9212 | 2173.9212 | 2173.9212 | 2173.9212 | 20.04 | 16.7 | 21.5863 | 21.5863 | 21.5863 | 21.5863 | 21.5863 | 21.5863 | 21.5863 | 21.5863 | 21.5863 | 0.1 | 7.2222 | 7.2222 | 7.2222 | 7.2222 | 0.43022 | 0.43022 | 0.43022 | 0 | 0.45124 | 0.45124 | 0.45124 | 0 | 0.38264 | 0.38264 | 0.38264 | 0 | [120 empty] | 1 | 2.7963
* | ESOLPVC4E | Solar PV Centralized Generation Class 4 Cost Category E |  | ELCSOL | ELC | 2010 | 30 | 0.35761 | 31.536 | 0.3 | 0 | [8 empty] | 9.3529 |  | 5851.6141 | 3587.6141 | 2495.1625 | 2701.45 | 2567.1302 | 2432.8105 | 2298.4907 | 2298.4907 | 2298.4907 | 2298.4907 | 2298.4907 | 20.04 | 16.7 | 21.5863 | 21.5863 | 21.5863 | 21.5863 | 21.5863 | 21.5863 | 21.5863 | 21.5863 | 21.5863 | 0.1 | 7.2222 | 7.2222 | 7.2222 | 7.2222 | 0.43022 | 0.43022 | 0.43022 | 0 | 0.45124 | 0.45124 | 0.45124 | 0 | 0.38264 | 0.38264 | 0.38264 | 0 | [120 empty] | 1 | 2.7963
* | ESOLPVC3A | Solar PV Centralized Generation Class 3 Cost Category A |  | ELCSOL | ELC | 2010 | 30 | 0.35761 | 31.536 | 0.3 | 0 | [8 empty] | 0.74573 |  | 5483.1098 | 3219.1098 | 2126.6582 | 2332.9456 | 2198.6259 | 2064.3061 | 1929.9864 | 1929.9864 | 1929.9864 | 1929.9864 | 1929.9864 | 20.04 | 16.7 | 21.5863 | 21.5863 | 21.5863 | 21.5863 | 21.5863 | 21.5863 | 21.5863 | 21.5863 | 21.5863 | 0.1 | 7.2222 | 7.2222 | 7.2222 | 7.2222 | 0.38494 | 0.38494 | 0.38494 | 0 | 0.42499 | 0.42499 | 0.42499 | 0 | 0.37089 | 0.37089 | 0.37089 | 0 | [120 empty] | 1 | 2.7963
* | ESOLPVC3B | Solar PV Centralized Generation Class 3 Cost Category B |  | ELCSOL | ELC | 2010 | 30 | 0.35761 | 31.536 | 0.3 | 0 | [8 empty] | 0.57778 |  | 5535.3652 | 3271.3652 | 2178.9136 | 2385.2011 | 2250.8813 | 2116.5616 | 1982.2418 | 1982.2418 | 1982.2418 | 1982.2418 | 1982.2418 | 20.04 | 16.7 | 21.5863 | 21.5863 | 21.5863 | 21.5863 | 21.5863 | 21.5863 | 21.5863 | 21.5863 | 21.5863 | 0.1 | 7.2222 | 7.2222 | 7.2222 | 7.2222 | 0.38494 | 0.38494 | 0.38494 | 0 | 0.42499 | 0.42499 | 0.42499 | 0 | 0.37089 | 0.37089 | 0.37089 | 0 | [120 empty] | 1 | 2.7963
* | ESOLPVC3C | Solar PV Centralized Generation Class 3 Cost Category C |  | ELCSOL | ELC | 2010 | 30 | 0.35761 | 31.536 | 0.3 | 0 | [8 empty] | 0.24068 |  | 5617.4604 | 3353.4604 | 2261.0088 | 2467.2962 | 2332.9765 | 2198.6567 | 2064.337 | 2064.337 | 2064.337 | 2064.337 | 2064.337 | 20.04 | 16.7 | 21.5863 | 21.5863 | 21.5863 | 21.5863 | 21.5863 | 21.5863 | 21.5863 | 21.5863 | 21.5863 | 0.1 | 7.2222 | 7.2222 | 7.2222 | 7.2222 | 0.38494 | 0.38494 | 0.38494 | 0 | 0.42499 | 0.42499 | 0.42499 | 0 | 0.37089 | 0.37089 | 0.37089 | 0 | [120 empty] | 1 | 2.7963
* | ESOLPVC3D | Solar PV Centralized Generation Class 3 Cost Category D |  | ELCSOL | ELC | 2010 | 30 | 0.35761 | 31.536 | 0.3 | 0 | [8 empty] | 0.10709 |  | 5754.9944 | 3490.9944 | 2398.5428 | 2604.8302 | 2470.5105 | 2336.1907 | 2201.8709 | 2201.8709 | 2201.8709 | 2201.8709 | 2201.8709 | 20.04 | 16.7 | 21.5863 | 21.5863 | 21.5863 | 21.5863 | 21.5863 | 21.5863 | 21.5863 | 21.5863 | 21.5863 | 0.1 | 7.2222 | 7.2222 | 7.2222 | 7.2222 | 0.38494 | 0.38494 | 0.38494 | 0 | 0.42499 | 0.42499 | 0.42499 | 0 | 0.37089 | 0.37089 | 0.37089 | 0 | [120 empty] | 1 | 2.7963
* | ESOLPVC3E | Solar PV Centralized Generation Class 3 Cost Category E |  | ELCSOL | ELC | 2010 | 30 | 0.35761 | 31.536 | 0.3 | 0 | [8 empty] | 0.07708 |  | 6110.8774 | 3846.8774 | 2754.4258 | 2960.7132 | 2826.3935 | 2692.0737 | 2557.754 | 2557.754 | 2557.754 | 2557.754 | 2557.754 | 20.04 | 16.7 | 21.5863 | 21.5863 | 21.5863 | 21.5863 | 21.5863 | 21.5863 | 21.5863 | 21.5863 | 21.5863 | 0.1 | 7.2222 | 7.2222 | 7.2222 | 7.2222 | 0.38494 | 0.38494 | 0.38494 | 0 | 0.42499 | 0.42499 | 0.42499 | 0 | 0.37089 | 0.37089 | 0.37089 | 0 | [120 empty] | 1 | 2.7963
* | ESOLPVC4A | Solar PV Centralized Generation Class 4 Cost Category A |  | ELCSOL | ELC | 2010 | 30 | 0.35761 | 31.536 | 0.3 | 0 | [8 empty] | 6.9563 |  | 5477.8604 | 3213.8604 | 2121.4088 | 2327.6962 | 2193.3765 | 2059.0567 | 1924.7369 | 1924.7369 | 1924.7369 | 1924.7369 | 1924.7369 | 20.04 | 16.7 | 21.5863 | 21.5863 | 21.5863 | 21.5863 | 21.5863 | 21.5863 | 21.5863 | 21.5863 | 21.5863 | 0.1 | 7.2222 | 7.2222 | 7.2222 | 7.2222 | 0.43022 | 0.43022 | 0.43022 | 0 | 0.45124 | 0.45124 | 0.45124 | 0 | 0.38264 | 0.38264 | 0.38264 | 0 | [120 empty] | 1 | 2.7963
* | ESOLPVC4B | Solar PV Centralized Generation Class 4 Cost Category B |  | ELCSOL | ELC | 2010 | 30 | 0.35761 | 31.536 | 0.3 | 0 | [8 empty] | 7.6362 |  | 5512.6847 | 3248.6847 | 2156.2331 | 2362.5205 | 2228.2008 | 2093.881 | 1959.5613 | 1959.5613 | 1959.5613 | 1959.5613 | 1959.5613 | 20.04 | 16.7 | 21.5863 | 21.5863 | 21.5863 | 21.5863 | 21.5863 | 21.5863 | 21.5863 | 21.5863 | 21.5863 | 0.1 | 7.2222 | 7.2222 | 7.2222 | 7.2222 | 0.43022 | 0.43022 | 0.43022 | 0 | 0.45124 | 0.45124 | 0.45124 | 0 | 0.38264 | 0.38264 | 0.38264 | 0 | [120 empty] | 1 | 2.7963
* | ESOLPVC4C | Solar PV Centralized Generation Class 4 Cost Category C |  | ELCSOL | ELC | 2010 | 30 | 0.35761 | 31.536 | 0.3 | 0 | [8 empty] | 3.5798 |  | 5605.5507 | 3341.5507 | 2249.0991 | 2455.3865 | 2321.0668 | 2186.747 | 2052.4273 | 2052.4273 | 2052.4273 | 2052.4273 | 2052.4273 | 20.04 | 16.7 | 21.5863 | 21.5863 | 21.5863 | 21.5863 | 21.5863 | 21.5863 | 21.5863 | 21.5863 | 21.5863 | 0.1 | 7.2222 | 7.2222 | 7.2222 | 7.2222 | 0.43022 | 0.43022 | 0.43022 | 0 | 0.45124 | 0.45124 | 0.45124 | 0 | 0.38264 | 0.38264 | 0.38264 | 0 | [120 empty] | 1 | 2.7963
* | ESOLPVC4D | Solar PV Centralized Generation Class 4 Cost Category D |  | ELCSOL | ELC | 2010 | 30 | 0.35761 | 31.536 | 0.3 | 0 | [8 empty] | 1.1066 |  | 5788.7469 | 3524.7469 | 2432.2953 | 2638.5827 | 2504.263 | 2369.9432 | 2235.6235 | 2235.6235 | 2235.6235 | 2235.6235 | 2235.6235 | 20.04 | 16.7 | 21.5863 | 21.5863 | 21.5863 | 21.5863 | 21.5863 | 21.5863 | 21.5863 | 21.5863 | 21.5863 | 0.1 | 7.2222 | 7.2222 | 7.2222 | 7.2222 | 0.43022 | 0.43022 | 0.43022 | 0 | 0.45124 | 0.45124 | 0.45124 | 0 | 0.38264 | 0.38264 | 0.38264 | 0 | [120 empty] | 1 | 2.7963
* | ESOLPVC4E | Solar PV Centralized Generation Class 4 Cost Category E |  | ELCSOL | ELC | 2010 | 30 | 0.35761 | 31.536 | 0.3 | 0 | [8 empty] | 0.88241 |  | 6003.7928 | 3739.7928 | 2647.3412 | 2853.6286 | 2719.3088 | 2584.9891 | 2450.6693 | 2450.6693 | 2450.6693 | 2450.6693 | 2450.6693 | 20.04 | 16.7 | 21.5863 | 21.5863 | 21.5863 | 21.5863 | 21.5863 | 21.5863 | 21.5863 | 21.5863 | 21.5863 | 0.1 | 7.2222 | 7.2222 | 7.2222 | 7.2222 | 0.43022 | 0.43022 | 0.43022 | 0 | 0.45124 | 0.45124 | 0.45124 | 0 | 0.38264 | 0.38264 | 0.38264 | 0 | [120 empty] | 1 | 2.7963
* | ESOLPVC5A | Solar PV Centralized Generation Class 5 Cost Category A |  | ELCSOL | ELC | 2010 | 30 | 0.35761 | 31.536 | 0.3 | 0 | [8 empty] | 4.4766 |  | 5533.0713 | 3269.0713 | 2176.6197 | 2382.9072 | 2248.5874 | 2114.2676 | 1979.9479 | 1979.9479 | 1979.9479 | 1979.9479 | 1979.9479 | 20.04 | 16.7 | 21.5863 | 21.5863 | 21.5863 | 21.5863 | 21.5863 | 21.5863 | 21.5863 | 21.5863 | 21.5863 | 0.1 | 7.2222 | 7.2222 | 7.2222 | 7.2222 | 0.47551 | 0.47551 | 0.47551 | 0 | 0.54766 | 0.54766 | 0.54766 | 0 | 0.45816 | 0.45816 | 0.45816 | 0 | [120 empty] | 1 | 2.7963
* | ESOLPVC5B | Solar PV Centralized Generation Class 5 Cost Category B |  | ELCSOL | ELC | 2010 | 30 | 0.35761 | 31.536 | 0.3 | 0 | [8 empty] | 2.3734 |  | 5664.2541 | 3400.2541 | 2307.8024 | 2514.0899 | 2379.7701 | 2245.4504 | 2111.1306 | 2111.1306 | 2111.1306 | 2111.1306 | 2111.1306 | 20.04 | 16.7 | 21.5863 | 21.5863 | 21.5863 | 21.5863 | 21.5863 | 21.5863 | 21.5863 | 21.5863 | 21.5863 | 0.1 | 7.2222 | 7.2222 | 7.2222 | 7.2222 | 0.47551 | 0.47551 | 0.47551 | 0 | 0.54766 | 0.54766 | 0.54766 | 0 | 0.45816 | 0.45816 | 0.45816 | 0 | [120 empty] | 1 | 2.7963
* | ESOLPVC5C | Solar PV Centralized Generation Class 5 Cost Category C |  | ELCSOL | ELC | 2010 | 30 | 0.35761 | 31.536 | 0.3 | 0 | [8 empty] | 1.6738 |  | 5771.9546 | 3507.9546 | 2415.503 | 2621.7904 | 2487.4707 | 2353.1509 | 2218.8312 | 2218.8312 | 2218.8312 | 2218.8312 | 2218.8312 | 20.04 | 16.7 | 21.5863 | 21.5863 | 21.5863 | 21.5863 | 21.5863 | 21.5863 | 21.5863 | 21.5863 | 21.5863 | 0.1 | 7.2222 | 7.2222 | 7.2222 | 7.2222 | 0.47551 | 0.47551 | 0.47551 | 0 | 0.54766 | 0.54766 | 0.54766 | 0 | 0.45816 | 0.45816 | 0.45816 | 0 | [120 empty] | 1 | 2.7963
* | ESOLPVC5D | Solar PV Centralized Generation Class 5 Cost Category D |  | ELCSOL | ELC | 2010 | 30 | 0.35761 | 31.536 | 0.3 | 0 | [8 empty] | 3.2978 |  | 5869.764 | 3605.764 | 2513.3123 | 2719.5998 | 2585.28 | 2450.9603 | 2316.6405 | 2316.6405 | 2316.6405 | 2316.6405 | 2316.6405 | 20.04 | 16.7 | 21.5863 | 21.5863 | 21.5863 | 21.5863 | 21.5863 | 21.5863 | 21.5863 | 21.5863 | 21.5863 | 0.1 | 7.2222 | 7.2222 | 7.2222 | 7.2222 | 0.47551 | 0.47551 | 0.47551 | 0 | 0.54766 | 0.54766 | 0.54766 | 0 | 0.45816 | 0.45816 | 0.45816 | 0 | [120 empty] | 1 | 2.7963
* | ESOLPVC5E | Solar PV Centralized Generation Class 5 Cost Category E |  | ELCSOL | ELC | 2010 | 30 | 0.35761 | 31.536 | 0.3 | 0 | [8 empty] | 0.76378 |  | 6184.8482 | 3920.8482 | 2828.3966 | 3034.6841 | 2900.3643 | 2766.0446 | 2631.7248 | 2631.7248 | 2631.7248 | 2631.7248 | 2631.7248 | 20.04 | 16.7 | 21.5863 | 21.5863 | 21.5863 | 21.5863 | 21.5863 | 21.5863 | 21.5863 | 21.5863 | 21.5863 | 0.1 | 7.2222 | 7.2222 | 7.2222 | 7.2222 | 0.47551 | 0.47551 | 0.47551 | 0 | 0.54766 | 0.54766 | 0.54766 | 0 | 0.45816 | 0.45816 | 0.45816 | 0 | [120 empty] | 1 | 2.7963
* | ESOLPVC6A | Solar PV Centralized Generation Class 6 Cost Category A |  | ELCSOL | ELC | 2010 | 30 | 0.35761 | 31.536 | 0.3 | 0 | [8 empty] | 0.87662 |  | 5496.1434 | 3232.1434 | 2139.6918 | 2345.9792 | 2211.6595 | 2077.3397 | 1943.02 | 1943.02 | 1943.02 | 1943.02 | 1943.02 | 20.04 | 16.7 | 21.5863 | 21.5863 | 21.5863 | 21.5863 | 21.5863 | 21.5863 | 21.5863 | 21.5863 | 21.5863 | 0.1 | 7.2222 | 7.2222 | 7.2222 | 7.2222 | 0.5208 | 0.5208 | 0.5208 | 0 | 0.57701 | 0.57701 | 0.57701 | 0 | 0.43677 | 0.43677 | 0.43677 | 0 | [120 empty] | 1 | 2.7963
* | ESOLPVC6B | Solar PV Centralized Generation Class 6 Cost Category B |  | ELCSOL | ELC | 2010 | 30 | 0.35761 | 31.536 | 0.3 | 0 | [8 empty] | 1.5678 |  | 5646.8087 | 3382.8087 | 2290.3571 | 2496.6445 | 2362.3248 | 2228.005 | 2093.6853 | 2093.6853 | 2093.6853 | 2093.6853 | 2093.6853 | 20.04 | 16.7 | 21.5863 | 21.5863 | 21.5863 | 21.5863 | 21.5863 | 21.5863 | 21.5863 | 21.5863 | 21.5863 | 0.1 | 7.2222 | 7.2222 | 7.2222 | 7.2222 | 0.5208 | 0.5208 | 0.5208 | 0 | 0.57701 | 0.57701 | 0.57701 | 0 | 0.43677 | 0.43677 | 0.43677 | 0 | [120 empty] | 1 | 2.7963
* | ESOLPVC6C | Solar PV Centralized Generation Class 6 Cost Category C |  | ELCSOL | ELC | 2010 | 30 | 0.35761 | 31.536 | 0.3 | 0 | [8 empty] | 1.3932 |  | 5873.0048 | 3609.0048 | 2516.5532 | 2722.8406 | 2588.5209 | 2454.2011 | 2319.8814 | 2319.8814 | 2319.8814 | 2319.8814 | 2319.8814 | 20.04 | 16.7 | 21.5863 | 21.5863 | 21.5863 | 21.5863 | 21.5863 | 21.5863 | 21.5863 | 21.5863 | 21.5863 | 0.1 | 7.2222 | 7.2222 | 7.2222 | 7.2222 | 0.5208 | 0.5208 | 0.5208 | 0 | 0.57701 | 0.57701 | 0.57701 | 0 | 0.43677 | 0.43677 | 0.43677 | 0 | [120 empty] | 1 | 2.7963
* | ESOLPVC6D | Solar PV Centralized Generation Class 6 Cost Category D |  | ELCSOL | ELC | 2010 | 30 | 0.35761 | 31.536 | 0.3 | 0 | [8 empty] | 3.4393 |  | 6005.1619 | 3741.1619 | 2648.7103 | 2854.9977 | 2720.678 | 2586.3582 | 2452.0385 | 2452.0385 | 2452.0385 | 2452.0385 | 2452.0385 | 20.04 | 16.7 | 21.5863 | 21.5863 | 21.5863 | 21.5863 | 21.5863 | 21.5863 | 21.5863 | 21.5863 | 21.5863 | 0.1 | 7.2222 | 7.2222 | 7.2222 | 7.2222 | 0.5208 | 0.5208 | 0.5208 | 0 | 0.57701 | 0.57701 | 0.57701 | 0 | 0.43677 | 0.43677 | 0.43677 | 0 | [120 empty] | 1 | 2.7963
* | ESOLPVC6E | Solar PV Centralized Generation Class 6 Cost Category E |  | ELCSOL | ELC | 2010 | 30 | 0.35761 | 31.536 | 0.3 | 0 | [8 empty] | 3.1113 |  | 6248.7744 | 3984.7744 | 2892.3228 | 3098.6102 | 2964.2905 | 2829.9707 | 2695.651 | 2695.651 | 2695.651 | 2695.651 | 2695.651 | 20.04 | 16.7 | 21.5863 | 21.5863 | 21.5863 | 21.5863 | 21.5863 | 21.5863 | 21.5863 | 21.5863 | 21.5863 | 0.1 | 7.2222 | 7.2222 | 7.2222 | 7.2222 | 0.5208 | 0.5208 | 0.5208 | 0 | 0.57701 | 0.57701 | 0.57701 | 0 | 0.43677 | 0.43677 | 0.43677 | 0 | [120 empty] | 1 | 2.7963
* | ESOLPVC7A | Solar PV Centralized Generation Class 7 Cost Category A |  | ELCSOL | ELC | 2010 | 30 | 0.35761 | 31.536 | 0.3 | 0 | [8 empty] | 0.15574 |  | 5544.1039 | 3280.1039 | 2187.6523 | 2393.9398 | 2259.62 | 2125.3003 | 1990.9805 | 1990.9805 | 1990.9805 | 1990.9805 | 1990.9805 | 20.04 | 16.7 | 21.5863 | 21.5863 | 21.5863 | 21.5863 | 21.5863 | 21.5863 | 21.5863 | 21.5863 | 21.5863 | 0.1 | 7.2222 | 7.2222 | 7.2222 | 7.2222 | 0.56608 | 0.56608 | 0.56608 | 0 | 0.61421 | 0.61421 | 0.61421 | 0 | 0.50091 | 0.50091 | 0.50091 | 0 | [120 empty] | 1 | 2.7963
* | ESOLPVC7B | Solar PV Centralized Generation Class 7 Cost Category B |  | ELCSOL | ELC | 2010 | 30 | 0.35761 | 31.536 | 0.3 | 0 | [8 empty] | 0.24072 |  | 5622.6487 | 3358.6487 | 2266.1971 | 2472.4846 | 2338.1648 | 2203.8451 | 2069.5253 | 2069.5253 | 2069.5253 | 2069.5253 | 2069.5253 | 20.04 | 16.7 | 21.5863 | 21.5863 | 21.5863 | 21.5863 | 21.5863 | 21.5863 | 21.5863 | 21.5863 | 21.5863 | 0.1 | 7.2222 | 7.2222 | 7.2222 | 7.2222 | 0.56608 | 0.56608 | 0.56608 | 0 | 0.61421 | 0.61421 | 0.61421 | 0 | 0.50091 | 0.50091 | 0.50091 | 0 | [120 empty] | 1 | 2.7963
* | ESOLPVC7C | Solar PV Centralized Generation Class 7 Cost Category C |  | ELCSOL | ELC | 2010 | 30 | 0.35761 | 31.536 | 0.3 | 0 | [8 empty] | 0.058126 |  | 6008.3985 | 3744.3985 | 2651.9469 | 2858.2343 | 2723.9146 | 2589.5948 | 2455.2751 | 2455.2751 | 2455.2751 | 2455.2751 | 2455.2751 | 20.04 | 16.7 | 21.5863 | 21.5863 | 21.5863 | 21.5863 | 21.5863 | 21.5863 | 21.5863 | 21.5863 | 21.5863 | 0.1 | 7.2222 | 7.2222 | 7.2222 | 7.2222 | 0.56608 | 0.56608 | 0.56608 | 0 | 0.61421 | 0.61421 | 0.61421 | 0 | 0.50091 | 0.50091 | 0.50091 | 0 | [120 empty] | 1 | 2.7963
* | ESOLPVC7D | Solar PV Centralized Generation Class 7 Cost Category D |  | ELCSOL | ELC | 2010 | 30 | 0.35761 | 31.536 | 0.3 | 0 | [8 empty] | 0.24293 |  | 6108.2081 | 3844.2081 | 2751.7565 | 2958.0439 | 2823.7242 | 2689.4044 | 2555.0846 | 2555.0846 | 2555.0846 | 2555.0846 | 2555.0846 | 20.04 | 16.7 | 21.5863 | 21.5863 | 21.5863 | 21.5863 | 21.5863 | 21.5863 | 21.5863 | 21.5863 | 21.5863 | 0.1 | 7.2222 | 7.2222 | 7.2222 | 7.2222 | 0.56608 | 0.56608 | 0.56608 | 0 | 0.61421 | 0.61421 | 0.61421 | 0 | 0.50091 | 0.50091 | 0.50091 | 0 | [120 empty] | 1 | 2.7963
* | ESOLPVC7E | Solar PV Centralized Generation Class 7 Cost Category E |  | ELCSOL | ELC | 2010 | 30 | 0.35761 | 31.536 | 0.3 | 0 | [8 empty] | 0.24609 |  | 6166.8159 | 3902.8159 | 2810.3642 | 3016.6517 | 2882.3319 | 2748.0122 | 2613.6924 | 2613.6924 | 2613.6924 | 2613.6924 | 2613.6924 | 20.04 | 16.7 | 21.5863 | 21.5863 | 21.5863 | 21.5863 | 21.5863 | 21.5863 | 21.5863 | 21.5863 | 21.5863 | 0.1 | 7.2222 | 7.2222 | 7.2222 | 7.2222 | 0.56608 | 0.56608 | 0.56608 | 0 | 0.61421 | 0.61421 | 0.61421 | 0 | 0.50091 | 0.50091 | 0.50091 | 0 | [120 empty] | 1 | 2.7963
* | ESOLPVC3A | Solar PV Centralized Generation Class 3 Cost Category A |  | ELCSOL | ELC | 2010 | 30 | 0.35761 | 31.536 | 0.3 | 0 | [8 empty] | 0.049772 |  | 5551.9134 | 3287.9134 | 2195.4618 | 2401.7492 | 2267.4295 | 2133.1097 | 1998.79 | 1998.79 | 1998.79 | 1998.79 | 1998.79 | 20.04 | 16.7 | 21.5863 | 21.5863 | 21.5863 | 21.5863 | 21.5863 | 21.5863 | 21.5863 | 21.5863 | 21.5863 | 0.1 | 7.2222 | 7.2222 | 7.2222 | 7.2222 | 0.38494 | 0.38494 | 0.38494 | 0 | 0.42499 | 0.42499 | 0.42499 | 0 | 0.37089 | 0.37089 | 0.37089 | 0 | [120 empty] | 1 | 2.7963
* | ESOLPVC3B | Solar PV Centralized Generation Class 3 Cost Category B |  | ELCSOL | ELC | 2010 | 30 | 0.35761 | 31.536 | 0.3 | 0 | [8 empty] | 0.067041 |  | 5707.0568 | 3443.0568 | 2350.6052 | 2556.8926 | 2422.5729 | 2288.2531 | 2153.9334 | 2153.9334 | 2153.9334 | 2153.9334 | 2153.9334 | 20.04 | 16.7 | 21.5863 | 21.5863 | 21.5863 | 21.5863 | 21.5863 | 21.5863 | 21.5863 | 21.5863 | 21.5863 | 0.1 | 7.2222 | 7.2222 | 7.2222 | 7.2222 | 0.38494 | 0.38494 | 0.38494 | 0 | 0.42499 | 0.42499 | 0.42499 | 0 | 0.37089 | 0.37089 | 0.37089 | 0 | [120 empty] | 1 | 2.7963
* | ESOLPVC3C | Solar PV Centralized Generation Class 3 Cost Category C |  | ELCSOL | ELC | 2010 | 30 | 0.35761 | 31.536 | 0.3 | 0 | [8 empty] | 0.084205 |  | 6030.2677 | 3766.2677 | 2673.8161 | 2880.1035 | 2745.7838 | 2611.464 | 2477.1443 | 2477.1443 | 2477.1443 | 2477.1443 | 2477.1443 | 20.04 | 16.7 | 21.5863 | 21.5863 | 21.5863 | 21.5863 | 21.5863 | 21.5863 | 21.5863 | 21.5863 | 21.5863 | 0.1 | 7.2222 | 7.2222 | 7.2222 | 7.2222 | 0.38494 | 0.38494 | 0.38494 | 0 | 0.42499 | 0.42499 | 0.42499 | 0 | 0.37089 | 0.37089 | 0.37089 | 0 | [120 empty] | 1 | 2.7963
* | ESOLPVC3D | Solar PV Centralized Generation Class 3 Cost Category D |  | ELCSOL | ELC | 2010 | 30 | 0.35761 | 31.536 | 0.3 | 0 | [8 empty] | 0.038013 |  | 6273.6259 | 4009.6259 | 2917.1742 | 3123.4617 | 2989.1419 | 2854.8222 | 2720.5024 | 2720.5024 | 2720.5024 | 2720.5024 | 2720.5024 | 20.04 | 16.7 | 21.5863 | 21.5863 | 21.5863 | 21.5863 | 21.5863 | 21.5863 | 21.5863 | 21.5863 | 21.5863 | 0.1 | 7.2222 | 7.2222 | 7.2222 | 7.2222 | 0.38494 | 0.38494 | 0.38494 | 0 | 0.42499 | 0.42499 | 0.42499 | 0 | 0.37089 | 0.37089 | 0.37089 | 0 | [120 empty] | 1 | 2.7963
* | ESOLPVC3E | Solar PV Centralized Generation Class 3 Cost Category E |  | ELCSOL | ELC | 2010 | 30 | 0.35761 | 31.536 | 0.3 | 0 | [8 empty] | 0.031625 |  | 6489.0962 | 4225.0962 | 3132.6445 | 3338.932 | 3204.6122 | 3070.2925 | 2935.9727 | 2935.9727 | 2935.9727 | 2935.9727 | 2935.9727 | 20.04 | 16.7 | 21.5863 | 21.5863 | 21.5863 | 21.5863 | 21.5863 | 21.5863 | 21.5863 | 21.5863 | 21.5863 | 0.1 | 7.2222 | 7.2222 | 7.2222 | 7.2222 | 0.38494 | 0.38494 | 0.38494 | 0 | 0.42499 | 0.42499 | 0.42499 | 0 | 0.37089 | 0.37089 | 0.37089 | 0 | [120 empty] | 1 | 2.7963
* | ESOLPVC4A | Solar PV Centralized Generation Class 4 Cost Category A |  | ELCSOL | ELC | 2010 | 30 | 0.35761 | 31.536 | 0.3 | 0 | [8 empty] | 3.5715 |  | 5506.5078 | 3242.5078 | 2150.0562 | 2356.3436 | 2222.0239 | 2087.7041 | 1953.3843 | 1953.3843 | 1953.3843 | 1953.3843 | 1953.3843 | 20.04 | 16.7 | 21.5863 | 21.5863 | 21.5863 | 21.5863 | 21.5863 | 21.5863 | 21.5863 | 21.5863 | 21.5863 | 0.1 | 7.2222 | 7.2222 | 7.2222 | 7.2222 | 0.43022 | 0.43022 | 0.43022 | 0 | 0.45124 | 0.45124 | 0.45124 | 0 | 0.38264 | 0.38264 | 0.38264 | 0 | [120 empty] | 1 | 2.7963
* | ESOLPVC4B | Solar PV Centralized Generation Class 4 Cost Category B |  | ELCSOL | ELC | 2010 | 30 | 0.35761 | 31.536 | 0.3 | 0 | [8 empty] | 2.3791 |  | 5636.2508 | 3372.2508 | 2279.7992 | 2486.0866 | 2351.7669 | 2217.4471 | 2083.1274 | 2083.1274 | 2083.1274 | 2083.1274 | 2083.1274 | 20.04 | 16.7 | 21.5863 | 21.5863 | 21.5863 | 21.5863 | 21.5863 | 21.5863 | 21.5863 | 21.5863 | 21.5863 | 0.1 | 7.2222 | 7.2222 | 7.2222 | 7.2222 | 0.43022 | 0.43022 | 0.43022 | 0 | 0.45124 | 0.45124 | 0.45124 | 0 | 0.38264 | 0.38264 | 0.38264 | 0 | [120 empty] | 1 | 2.7963
* | ESOLPVC4C | Solar PV Centralized Generation Class 4 Cost Category C |  | ELCSOL | ELC | 2010 | 30 | 0.35761 | 31.536 | 0.3 | 0 | [8 empty] | 1.253 |  | 5808.9526 | 3544.9526 | 2452.501 | 2658.7885 | 2524.4687 | 2390.1489 | 2255.8292 | 2255.8292 | 2255.8292 | 2255.8292 | 2255.8292 | 20.04 | 16.7 | 21.5863 | 21.5863 | 21.5863 | 21.5863 | 21.5863 | 21.5863 | 21.5863 | 21.5863 | 21.5863 | 0.1 | 7.2222 | 7.2222 | 7.2222 | 7.2222 | 0.43022 | 0.43022 | 0.43022 | 0 | 0.45124 | 0.45124 | 0.45124 | 0 | 0.38264 | 0.38264 | 0.38264 | 0 | [120 empty] | 1 | 2.7963
* | ESOLPVC4D | Solar PV Centralized Generation Class 4 Cost Category D |  | ELCSOL | ELC | 2010 | 30 | 0.35761 | 31.536 | 0.3 | 0 | [8 empty] | 1.0427 |  | 5916.6047 | 3652.6047 | 2560.1531 | 2766.4405 | 2632.1208 | 2497.801 | 2363.4812 | 2363.4812 | 2363.4812 | 2363.4812 | 2363.4812 | 20.04 | 16.7 | 21.5863 | 21.5863 | 21.5863 | 21.5863 | 21.5863 | 21.5863 | 21.5863 | 21.5863 | 21.5863 | 0.1 | 7.2222 | 7.2222 | 7.2222 | 7.2222 | 0.43022 | 0.43022 | 0.43022 | 0 | 0.45124 | 0.45124 | 0.45124 | 0 | 0.38264 | 0.38264 | 0.38264 | 0 | [120 empty] | 1 | 2.7963
* | ESOLPVC4E | Solar PV Centralized Generation Class 4 Cost Category E |  | ELCSOL | ELC | 2010 | 30 | 0.35761 | 31.536 | 0.3 | 0 | [8 empty] | 0.77883 |  | 6046.6075 | 3782.6075 | 2690.1559 | 2896.4433 | 2762.1236 | 2627.8038 | 2493.4841 | 2493.4841 | 2493.4841 | 2493.4841 | 2493.4841 | 20.04 | 16.7 | 21.5863 | 21.5863 | 21.5863 | 21.5863 | 21.5863 | 21.5863 | 21.5863 | 21.5863 | 21.5863 | 0.1 | 7.2222 | 7.2222 | 7.2222 | 7.2222 | 0.43022 | 0.43022 | 0.43022 | 0 | 0.45124 | 0.45124 | 0.45124 | 0 | 0.38264 | 0.38264 | 0.38264 | 0 | [120 empty] | 1 | 2.7963
* | ESOLPVC5A | Solar PV Centralized Generation Class 5 Cost Category A |  | ELCSOL | ELC | 2010 | 30 | 0.35761 | 31.536 | 0.3 | 0 | [8 empty] | 64.1518 |  | 5506.7645 | 3242.7645 | 2150.3129 | 2356.6004 | 2222.2806 | 2087.9609 | 1953.6411 | 1953.6411 | 1953.6411 | 1953.6411 | 1953.6411 | 20.04 | 16.7 | 21.5863 | 21.5863 | 21.5863 | 21.5863 | 21.5863 | 21.5863 | 21.5863 | 21.5863 | 21.5863 | 0.1 | 7.2222 | 7.2222 | 7.2222 | 7.2222 | 0.47551 | 0.47551 | 0.47551 | 0 | 0.54766 | 0.54766 | 0.54766 | 0 | 0.45816 | 0.45816 | 0.45816 | 0 | [120 empty] | 1 | 2.7963
* | ESOLPVC5B | Solar PV Centralized Generation Class 5 Cost Category B |  | ELCSOL | ELC | 2010 | 30 | 0.35761 | 31.536 | 0.3 | 0 | [8 empty] | 26.8095 |  | 5666.4469 | 3402.4469 | 2309.9953 | 2516.2827 | 2381.963 | 2247.6432 | 2113.3235 | 2113.3235 | 2113.3235 | 2113.3235 | 2113.3235 | 20.04 | 16.7 | 21.5863 | 21.5863 | 21.5863 | 21.5863 | 21.5863 | 21.5863 | 21.5863 | 21.5863 | 21.5863 | 0.1 | 7.2222 | 7.2222 | 7.2222 | 7.2222 | 0.47551 | 0.47551 | 0.47551 | 0 | 0.54766 | 0.54766 | 0.54766 | 0 | 0.45816 | 0.45816 | 0.45816 | 0 | [120 empty] | 1 | 2.7963
* | ESOLPVC5C | Solar PV Centralized Generation Class 5 Cost Category C |  | ELCSOL | ELC | 2010 | 30 | 0.35761 | 31.536 | 0.3 | 0 | [8 empty] | 19.2971 |  | 5822.2484 | 3558.2484 | 2465.7968 | 2672.0842 | 2537.7645 | 2403.4447 | 2269.125 | 2269.125 | 2269.125 | 2269.125 | 2269.125 | 20.04 | 16.7 | 21.5863 | 21.5863 | 21.5863 | 21.5863 | 21.5863 | 21.5863 | 21.5863 | 21.5863 | 21.5863 | 0.1 | 7.2222 | 7.2222 | 7.2222 | 7.2222 | 0.47551 | 0.47551 | 0.47551 | 0 | 0.54766 | 0.54766 | 0.54766 | 0 | 0.45816 | 0.45816 | 0.45816 | 0 | [120 empty] | 1 | 2.7963
* | ESOLPVC5D | Solar PV Centralized Generation Class 5 Cost Category D |  | ELCSOL | ELC | 2010 | 30 | 0.35761 | 31.536 | 0.3 | 0 | [8 empty] | 24.9406 |  | 5946.0946 | 3682.0946 | 2589.643 | 2795.9305 | 2661.6107 | 2527.291 | 2392.9712 | 2392.9712 | 2392.9712 | 2392.9712 | 2392.9712 | 20.04 | 16.7 | 21.5863 | 21.5863 | 21.5863 | 21.5863 | 21.5863 | 21.5863 | 21.5863 | 21.5863 | 21.5863 | 0.1 | 7.2222 | 7.2222 | 7.2222 | 7.2222 | 0.47551 | 0.47551 | 0.47551 | 0 | 0.54766 | 0.54766 | 0.54766 | 0 | 0.45816 | 0.45816 | 0.45816 | 0 | [120 empty] | 1 | 2.7963
* | ESOLPVC5E | Solar PV Centralized Generation Class 5 Cost Category E |  | ELCSOL | ELC | 2010 | 30 | 0.35761 | 31.536 | 0.3 | 0 | [8 empty] | 5.0275 |  | 6249.0794 | 3985.0794 | 2892.6278 | 3098.9152 | 2964.5955 | 2830.2757 | 2695.956 | 2695.956 | 2695.956 | 2695.956 | 2695.956 | 20.04 | 16.7 | 21.5863 | 21.5863 | 21.5863 | 21.5863 | 21.5863 | 21.5863 | 21.5863 | 21.5863 | 21.5863 | 0.1 | 7.2222 | 7.2222 | 7.2222 | 7.2222 | 0.47551 | 0.47551 | 0.47551 | 0 | 0.54766 | 0.54766 | 0.54766 | 0 | 0.45816 | 0.45816 | 0.45816 | 0 | [120 empty] | 1 | 2.7963
* | ESOLPVC6A | Solar PV Centralized Generation Class 6 Cost Category A |  | ELCSOL | ELC | 2010 | 30 | 0.35761 | 31.536 | 0.3 | 0 | [8 empty] | 10.4632 |  | 5479.3191 | 3215.3191 | 2122.8674 | 2329.1549 | 2194.8351 | 2060.5154 | 1926.1956 | 1926.1956 | 1926.1956 | 1926.1956 | 1926.1956 | 20.04 | 16.7 | 21.5863 | 21.5863 | 21.5863 | 21.5863 | 21.5863 | 21.5863 | 21.5863 | 21.5863 | 21.5863 | 0.1 | 7.2222 | 7.2222 | 7.2222 | 7.2222 | 0.5208 | 0.5208 | 0.5208 | 0 | 0.57701 | 0.57701 | 0.57701 | 0 | 0.43677 | 0.43677 | 0.43677 | 0 | [120 empty] | 1 | 2.7963
* | ESOLPVC6B | Solar PV Centralized Generation Class 6 Cost Category B |  | ELCSOL | ELC | 2010 | 30 | 0.35761 | 31.536 | 0.3 | 0 | [8 empty] | 6.0965 |  | 5564.6276 | 3300.6276 | 2208.176 | 2414.4634 | 2280.1437 | 2145.8239 | 2011.5042 | 2011.5042 | 2011.5042 | 2011.5042 | 2011.5042 | 20.04 | 16.7 | 21.5863 | 21.5863 | 21.5863 | 21.5863 | 21.5863 | 21.5863 | 21.5863 | 21.5863 | 21.5863 | 0.1 | 7.2222 | 7.2222 | 7.2222 | 7.2222 | 0.5208 | 0.5208 | 0.5208 | 0 | 0.57701 | 0.57701 | 0.57701 | 0 | 0.43677 | 0.43677 | 0.43677 | 0 | [120 empty] | 1 | 2.7963
* | ESOLPVC6C | Solar PV Centralized Generation Class 6 Cost Category C |  | ELCSOL | ELC | 2010 | 30 | 0.35761 | 31.536 | 0.3 | 0 | [8 empty] | 2.2086 |  | 5669.6061 | 3405.6061 | 2313.1545 | 2519.4419 | 2385.1222 | 2250.8024 | 2116.4827 | 2116.4827 | 2116.4827 | 2116.4827 | 2116.4827 | 20.04 | 16.7 | 21.5863 | 21.5863 | 21.5863 | 21.5863 | 21.5863 | 21.5863 | 21.5863 | 21.5863 | 21.5863 | 0.1 | 7.2222 | 7.2222 | 7.2222 | 7.2222 | 0.5208 | 0.5208 | 0.5208 | 0 | 0.57701 | 0.57701 | 0.57701 | 0 | 0.43677 | 0.43677 | 0.43677 | 0 | [120 empty] | 1 | 2.7963
* | ESOLPVC6D | Solar PV Centralized Generation Class 6 Cost Category D |  | ELCSOL | ELC | 2010 | 30 | 0.35761 | 31.536 | 0.3 | 0 | [8 empty] | 2.3585 |  | 5752.0249 | 3488.0249 | 2395.5732 | 2601.8607 | 2467.5409 | 2333.2212 | 2198.9014 | 2198.9014 | 2198.9014 | 2198.9014 | 2198.9014 | 20.04 | 16.7 | 21.5863 | 21.5863 | 21.5863 | 21.5863 | 21.5863 | 21.5863 | 21.5863 | 21.5863 | 21.5863 | 0.1 | 7.2222 | 7.2222 | 7.2222 | 7.2222 | 0.5208 | 0.5208 | 0.5208 | 0 | 0.57701 | 0.57701 | 0.57701 | 0 | 0.43677 | 0.43677 | 0.43677 | 0 | [120 empty] | 1 | 2.7963
* | ESOLPVC6E | Solar PV Centralized Generation Class 6 Cost Category E |  | ELCSOL | ELC | 2010 | 30 | 0.35761 | 31.536 | 0.3 | 0 | [8 empty] | 1.7149 |  | 5890.0641 | 3626.0641 | 2533.6125 | 2739.8999 | 2605.5801 | 2471.2604 | 2336.9406 | 2336.9406 | 2336.9406 | 2336.9406 | 2336.9406 | 20.04 | 16.7 | 21.5863 | 21.5863 | 21.5863 | 21.5863 | 21.5863 | 21.5863 | 21.5863 | 21.5863 | 21.5863 | 0.1 | 7.2222 | 7.2222 | 7.2222 | 7.2222 | 0.5208 | 0.5208 | 0.5208 | 0 | 0.57701 | 0.57701 | 0.57701 | 0 | 0.43677 | 0.43677 | 0.43677 | 0 | [120 empty] | 1 | 2.7963
* | ESOLPVC4A | Solar PV Centralized Generation Class 4 Cost Category A |  | ELCSOL | ELC | 2010 | 30 | 0.35761 | 31.536 | 0.3 | 0 | [8 empty] | 8.1217 |  | 5495.6068 | 3231.6068 | 2139.1552 | 2345.4426 | 2211.1229 | 2076.8031 | 1942.4834 | 1942.4834 | 1942.4834 | 1942.4834 | 1942.4834 | 20.04 | 16.7 | 21.5863 | 21.5863 | 21.5863 | 21.5863 | 21.5863 | 21.5863 | 21.5863 | 21.5863 | 21.5863 | 0.1 | 7.2222 | 7.2222 | 7.2222 | 7.2222 | 0.43022 | 0.43022 | 0.43022 | 0 | 0.45124 | 0.45124 | 0.45124 | 0 | 0.38264 | 0.38264 | 0.38264 | 0 | [120 empty] | 1 | 2.7963
* | ESOLPVC4B | Solar PV Centralized Generation Class 4 Cost Category B |  | ELCSOL | ELC | 2010 | 30 | 0.35761 | 31.536 | 0.3 | 0 | [8 empty] | 3.4421 |  | 5567.2498 | 3303.2498 | 2210.7982 | 2417.0856 | 2282.7659 | 2148.4461 | 2014.1263 | 2014.1263 | 2014.1263 | 2014.1263 | 2014.1263 | 20.04 | 16.7 | 21.5863 | 21.5863 | 21.5863 | 21.5863 | 21.5863 | 21.5863 | 21.5863 | 21.5863 | 21.5863 | 0.1 | 7.2222 | 7.2222 | 7.2222 | 7.2222 | 0.43022 | 0.43022 | 0.43022 | 0 | 0.45124 | 0.45124 | 0.45124 | 0 | 0.38264 | 0.38264 | 0.38264 | 0 | [120 empty] | 1 | 2.7963
* | ESOLPVC4C | Solar PV Centralized Generation Class 4 Cost Category C |  | ELCSOL | ELC | 2010 | 30 | 0.35761 | 31.536 | 0.3 | 0 | [8 empty] | 1.4591 |  | 5665.8675 | 3401.8675 | 2309.4159 | 2515.7033 | 2381.3836 | 2247.0638 | 2112.7441 | 2112.7441 | 2112.7441 | 2112.7441 | 2112.7441 | 20.04 | 16.7 | 21.5863 | 21.5863 | 21.5863 | 21.5863 | 21.5863 | 21.5863 | 21.5863 | 21.5863 | 21.5863 | 0.1 | 7.2222 | 7.2222 | 7.2222 | 7.2222 | 0.43022 | 0.43022 | 0.43022 | 0 | 0.45124 | 0.45124 | 0.45124 | 0 | 0.38264 | 0.38264 | 0.38264 | 0 | [120 empty] | 1 | 2.7963
* | ESOLPVC4D | Solar PV Centralized Generation Class 4 Cost Category D |  | ELCSOL | ELC | 2010 | 30 | 0.35761 | 31.536 | 0.3 | 0 | [8 empty] | 0.55851 |  | 5820.855 | 3556.855 | 2464.4034 | 2670.6909 | 2536.3711 | 2402.0514 | 2267.7316 | 2267.7316 | 2267.7316 | 2267.7316 | 2267.7316 | 20.04 | 16.7 | 21.5863 | 21.5863 | 21.5863 | 21.5863 | 21.5863 | 21.5863 | 21.5863 | 21.5863 | 21.5863 | 0.1 | 7.2222 | 7.2222 | 7.2222 | 7.2222 | 0.43022 | 0.43022 | 0.43022 | 0 | 0.45124 | 0.45124 | 0.45124 | 0 | 0.38264 | 0.38264 | 0.38264 | 0 | [120 empty] | 1 | 2.7963
* | ESOLPVC4E | Solar PV Centralized Generation Class 4 Cost Category E |  | ELCSOL | ELC | 2010 | 30 | 0.35761 | 31.536 | 0.3 | 0 | [8 empty] | 0.48663 |  | 6049.7063 | 3785.7063 | 2693.2547 | 2899.5421 | 2765.2224 | 2630.9026 | 2496.5829 | 2496.5829 | 2496.5829 | 2496.5829 | 2496.5829 | 20.04 | 16.7 | 21.5863 | 21.5863 | 21.5863 | 21.5863 | 21.5863 | 21.5863 | 21.5863 | 21.5863 | 21.5863 | 0.1 | 7.2222 | 7.2222 | 7.2222 | 7.2222 | 0.43022 | 0.43022 | 0.43022 | 0 | 0.45124 | 0.45124 | 0.45124 | 0 | 0.38264 | 0.38264 | 0.38264 | 0 | [120 empty] | 1 | 2.7963
* | ESOLPVC5A | Solar PV Centralized Generation Class 5 Cost Category A |  | ELCSOL | ELC | 2010 | 30 | 0.35761 | 31.536 | 0.3 | 0 | [8 empty] | 8.8437 |  | 5475.966 | 3211.966 | 2119.5144 | 2325.8018 | 2191.4821 | 2057.1623 | 1922.8426 | 1922.8426 | 1922.8426 | 1922.8426 | 1922.8426 | 20.04 | 16.7 | 21.5863 | 21.5863 | 21.5863 | 21.5863 | 21.5863 | 21.5863 | 21.5863 | 21.5863 | 21.5863 | 0.1 | 7.2222 | 7.2222 | 7.2222 | 7.2222 | 0.47551 | 0.47551 | 0.47551 | 0 | 0.54766 | 0.54766 | 0.54766 | 0 | 0.45816 | 0.45816 | 0.45816 | 0 | [120 empty] | 1 | 2.7963
* | ESOLPVC5B | Solar PV Centralized Generation Class 5 Cost Category B |  | ELCSOL | ELC | 2010 | 30 | 0.35761 | 31.536 | 0.3 | 0 | [8 empty] | 8.5538 |  | 5523.9814 | 3259.9814 | 2167.5298 | 2373.8172 | 2239.4974 | 2105.1777 | 1970.8579 | 1970.8579 | 1970.8579 | 1970.8579 | 1970.8579 | 20.04 | 16.7 | 21.5863 | 21.5863 | 21.5863 | 21.5863 | 21.5863 | 21.5863 | 21.5863 | 21.5863 | 21.5863 | 0.1 | 7.2222 | 7.2222 | 7.2222 | 7.2222 | 0.47551 | 0.47551 | 0.47551 | 0 | 0.54766 | 0.54766 | 0.54766 | 0 | 0.45816 | 0.45816 | 0.45816 | 0 | [120 empty] | 1 | 2.7963
* | ESOLPVC5C | Solar PV Centralized Generation Class 5 Cost Category C |  | ELCSOL | ELC | 2010 | 30 | 0.35761 | 31.536 | 0.3 | 0 | [8 empty] | 3.1997 |  | 5609.5197 | 3345.5197 | 2253.0681 | 2459.3555 | 2325.0358 | 2190.716 | 2056.3963 | 2056.3963 | 2056.3963 | 2056.3963 | 2056.3963 | 20.04 | 16.7 | 21.5863 | 21.5863 | 21.5863 | 21.5863 | 21.5863 | 21.5863 | 21.5863 | 21.5863 | 21.5863 | 0.1 | 7.2222 | 7.2222 | 7.2222 | 7.2222 | 0.47551 | 0.47551 | 0.47551 | 0 | 0.54766 | 0.54766 | 0.54766 | 0 | 0.45816 | 0.45816 | 0.45816 | 0 | [120 empty] | 1 | 2.7963
* | ESOLPVC5D | Solar PV Centralized Generation Class 5 Cost Category D |  | ELCSOL | ELC | 2010 | 30 | 0.35761 | 31.536 | 0.3 | 0 | [8 empty] | 4.9267 |  | 5746.312 | 3482.312 | 2389.8604 | 2596.1479 | 2461.8281 | 2327.5084 | 2193.1886 | 2193.1886 | 2193.1886 | 2193.1886 | 2193.1886 | 20.04 | 16.7 | 21.5863 | 21.5863 | 21.5863 | 21.5863 | 21.5863 | 21.5863 | 21.5863 | 21.5863 | 21.5863 | 0.1 | 7.2222 | 7.2222 | 7.2222 | 7.2222 | 0.47551 | 0.47551 | 0.47551 | 0 | 0.54766 | 0.54766 | 0.54766 | 0 | 0.45816 | 0.45816 | 0.45816 | 0 | [120 empty] | 1 | 2.7963
* | ESOLPVC5E | Solar PV Centralized Generation Class 5 Cost Category E |  | ELCSOL | ELC | 2010 | 30 | 0.35761 | 31.536 | 0.3 | 0 | [8 empty] | 1.0071 |  | 5933.9566 | 3669.9566 | 2577.5049 | 2783.7924 | 2649.4726 | 2515.1529 | 2380.8331 | 2380.8331 | 2380.8331 | 2380.8331 | 2380.8331 | 20.04 | 16.7 | 21.5863 | 21.5863 | 21.5863 | 21.5863 | 21.5863 | 21.5863 | 21.5863 | 21.5863 | 21.5863 | 0.1 | 7.2222 | 7.2222 | 7.2222 | 7.2222 | 0.47551 | 0.47551 | 0.47551 | 0 | 0.54766 | 0.54766 | 0.54766 | 0 | 0.45816 | 0.45816 | 0.45816 | 0 | [120 empty] | 1 | 2.7963
* | ESOLPVC6A | Solar PV Centralized Generation Class 6 Cost Category A |  | ELCSOL | ELC | 2010 | 30 | 0.35761 | 31.536 | 0.3 | 0 | [8 empty] | 0.059424 |  | 5477.6958 | 3213.6958 | 2121.2442 | 2327.5316 | 2193.2118 | 2058.8921 | 1924.5723 | 1924.5723 | 1924.5723 | 1924.5723 | 1924.5723 | 20.04 | 16.7 | 21.5863 | 21.5863 | 21.5863 | 21.5863 | 21.5863 | 21.5863 | 21.5863 | 21.5863 | 21.5863 | 0.1 | 7.2222 | 7.2222 | 7.2222 | 7.2222 | 0.5208 | 0.5208 | 0.5208 | 0 | 0.57701 | 0.57701 | 0.57701 | 0 | 0.43677 | 0.43677 | 0.43677 | 0 | [120 empty] | 1 | 2.7963
* | ESOLPVC6B | Solar PV Centralized Generation Class 6 Cost Category B |  | ELCSOL | ELC | 2010 | 30 | 0.35761 | 31.536 | 0.3 | 0 | [8 empty] | 0.072201 |  | 5493.9954 | 3229.9954 | 2137.5438 | 2343.8313 | 2209.5115 | 2075.1917 | 1940.872 | 1940.872 | 1940.872 | 1940.872 | 1940.872 | 20.04 | 16.7 | 21.5863 | 21.5863 | 21.5863 | 21.5863 | 21.5863 | 21.5863 | 21.5863 | 21.5863 | 21.5863 | 0.1 | 7.2222 | 7.2222 | 7.2222 | 7.2222 | 0.5208 | 0.5208 | 0.5208 | 0 | 0.57701 | 0.57701 | 0.57701 | 0 | 0.43677 | 0.43677 | 0.43677 | 0 | [120 empty] | 1 | 2.7963
* | ESOLPVC6C | Solar PV Centralized Generation Class 6 Cost Category C |  | ELCSOL | ELC | 2010 | 30 | 0.35761 | 31.536 | 0.3 | 0 | [8 empty] | 0.12004 |  | 5508.8895 | 3244.8895 | 2152.4378 | 2358.7253 | 2224.4055 | 2090.0858 | 1955.766 | 1955.766 | 1955.766 | 1955.766 | 1955.766 | 20.04 | 16.7 | 21.5863 | 21.5863 | 21.5863 | 21.5863 | 21.5863 | 21.5863 | 21.5863 | 21.5863 | 21.5863 | 0.1 | 7.2222 | 7.2222 | 7.2222 | 7.2222 | 0.5208 | 0.5208 | 0.5208 | 0 | 0.57701 | 0.57701 | 0.57701 | 0 | 0.43677 | 0.43677 | 0.43677 | 0 | [120 empty] | 1 | 2.7963
* | ESOLPVC6D | Solar PV Centralized Generation Class 6 Cost Category D |  | ELCSOL | ELC | 2010 | 30 | 0.35761 | 31.536 | 0.3 | 0 | [8 empty] | 0.13173 |  | 5517.5359 | 3253.5359 | 2161.0843 | 2367.3717 | 2233.0519 | 2098.7322 | 1964.4124 | 1964.4124 | 1964.4124 | 1964.4124 | 1964.4124 | 20.04 | 16.7 | 21.5863 | 21.5863 | 21.5863 | 21.5863 | 21.5863 | 21.5863 | 21.5863 | 21.5863 | 21.5863 | 0.1 | 7.2222 | 7.2222 | 7.2222 | 7.2222 | 0.5208 | 0.5208 | 0.5208 | 0 | 0.57701 | 0.57701 | 0.57701 | 0 | 0.43677 | 0.43677 | 0.43677 | 0 | [120 empty] | 1 | 2.7963
* | ESOLPVC6E | Solar PV Centralized Generation Class 6 Cost Category E |  | ELCSOL | ELC | 2010 | 30 | 0.35761 | 31.536 | 0.3 | 0 | [8 empty] | 0.033485 |  | 5528.8286 | 3264.8286 | 2172.377 | 2378.6645 | 2244.3447 | 2110.025 | 1975.7052 | 1975.7052 | 1975.7052 | 1975.7052 | 1975.7052 | 20.04 | 16.7 | 21.5863 | 21.5863 | 21.5863 | 21.5863 | 21.5863 | 21.5863 | 21.5863 | 21.5863 | 21.5863 | 0.1 | 7.2222 | 7.2222 | 7.2222 | 7.2222 | 0.5208 | 0.5208 | 0.5208 | 0 | 0.57701 | 0.57701 | 0.57701 | 0 | 0.43677 | 0.43677 | 0.43677 | 0 | [120 empty] | 1 | 2.7963
* | ESOLPVC4A | Solar PV Centralized Generation Class 4 Cost Category A |  | ELCSOL | ELC | 2010 | 30 | 0.35761 | 31.536 | 0.3 | 0 | [8 empty] | 1.225 |  | 5499.5777 | 3235.5777 | 2143.1261 | 2349.4136 | 2215.0938 | 2080.774 | 1946.4543 | 1946.4543 | 1946.4543 | 1946.4543 | 1946.4543 | 20.04 | 16.7 | 21.5863 | 21.5863 | 21.5863 | 21.5863 | 21.5863 | 21.5863 | 21.5863 | 21.5863 | 21.5863 | 0.1 | 7.2222 | 7.2222 | 7.2222 | 7.2222 | 0.43022 | 0.43022 | 0.43022 | 0 | 0.45124 | 0.45124 | 0.45124 | 0 | 0.38264 | 0.38264 | 0.38264 | 0 | [120 empty] | 1 | 2.7963
* | ESOLPVC4B | Solar PV Centralized Generation Class 4 Cost Category B |  | ELCSOL | ELC | 2010 | 30 | 0.35761 | 31.536 | 0.3 | 0 | [8 empty] | 0.52625 |  | 5609.6506 | 3345.6506 | 2253.199 | 2459.4864 | 2325.1667 | 2190.8469 | 2056.5272 | 2056.5272 | 2056.5272 | 2056.5272 | 2056.5272 | 20.04 | 16.7 | 21.5863 | 21.5863 | 21.5863 | 21.5863 | 21.5863 | 21.5863 | 21.5863 | 21.5863 | 21.5863 | 0.1 | 7.2222 | 7.2222 | 7.2222 | 7.2222 | 0.43022 | 0.43022 | 0.43022 | 0 | 0.45124 | 0.45124 | 0.45124 | 0 | 0.38264 | 0.38264 | 0.38264 | 0 | [120 empty] | 1 | 2.7963
* | ESOLPVC4C | Solar PV Centralized Generation Class 4 Cost Category C |  | ELCSOL | ELC | 2010 | 30 | 0.35761 | 31.536 | 0.3 | 0 | [8 empty] | 0.62123 |  | 5755.5339 | 3491.5339 | 2399.0823 | 2605.3697 | 2471.05 | 2336.7302 | 2202.4105 | 2202.4105 | 2202.4105 | 2202.4105 | 2202.4105 | 20.04 | 16.7 | 21.5863 | 21.5863 | 21.5863 | 21.5863 | 21.5863 | 21.5863 | 21.5863 | 21.5863 | 21.5863 | 0.1 | 7.2222 | 7.2222 | 7.2222 | 7.2222 | 0.43022 | 0.43022 | 0.43022 | 0 | 0.45124 | 0.45124 | 0.45124 | 0 | 0.38264 | 0.38264 | 0.38264 | 0 | [120 empty] | 1 | 2.7963
* | ESOLPVC4D | Solar PV Centralized Generation Class 4 Cost Category D |  | ELCSOL | ELC | 2010 | 30 | 0.35761 | 31.536 | 0.3 | 0 | [8 empty] | 0.41467 |  | 5954.918 | 3690.918 | 2598.4664 | 2804.7539 | 2670.4341 | 2536.1143 | 2401.7946 | 2401.7946 | 2401.7946 | 2401.7946 | 2401.7946 | 20.04 | 16.7 | 21.5863 | 21.5863 | 21.5863 | 21.5863 | 21.5863 | 21.5863 | 21.5863 | 21.5863 | 21.5863 | 0.1 | 7.2222 | 7.2222 | 7.2222 | 7.2222 | 0.43022 | 0.43022 | 0.43022 | 0 | 0.45124 | 0.45124 | 0.45124 | 0 | 0.38264 | 0.38264 | 0.38264 | 0 | [120 empty] | 1 | 2.7963
* | ESOLPVC4E | Solar PV Centralized Generation Class 4 Cost Category E |  | ELCSOL | ELC | 2010 | 30 | 0.35761 | 31.536 | 0.3 | 0 | [8 empty] | 0.27754 |  | 6205.8725 | 3941.8725 | 2849.4209 | 3055.7083 | 2921.3886 | 2787.0688 | 2652.7491 | 2652.7491 | 2652.7491 | 2652.7491 | 2652.7491 | 20.04 | 16.7 | 21.5863 | 21.5863 | 21.5863 | 21.5863 | 21.5863 | 21.5863 | 21.5863 | 21.5863 | 21.5863 | 0.1 | 7.2222 | 7.2222 | 7.2222 | 7.2222 | 0.43022 | 0.43022 | 0.43022 | 0 | 0.45124 | 0.45124 | 0.45124 | 0 | 0.38264 | 0.38264 | 0.38264 | 0 | [120 empty] | 1 | 2.7963
* | ESOLPVC5A | Solar PV Centralized Generation Class 5 Cost Category A |  | ELCSOL | ELC | 2010 | 30 | 0.35761 | 31.536 | 0.3 | 0 | [8 empty] | 22.1266 |  | 5471.6673 | 3207.6673 | 2115.2157 | 2321.5032 | 2187.1834 | 2052.8637 | 1918.5439 | 1918.5439 | 1918.5439 | 1918.5439 | 1918.5439 | 20.04 | 16.7 | 21.5863 | 21.5863 | 21.5863 | 21.5863 | 21.5863 | 21.5863 | 21.5863 | 21.5863 | 21.5863 | 0.1 | 7.2222 | 7.2222 | 7.2222 | 7.2222 | 0.47551 | 0.47551 | 0.47551 | 0 | 0.54766 | 0.54766 | 0.54766 | 0 | 0.45816 | 0.45816 | 0.45816 | 0 | [120 empty] | 1 | 2.7963
* | ESOLPVC5B | Solar PV Centralized Generation Class 5 Cost Category B |  | ELCSOL | ELC | 2010 | 30 | 0.35761 | 31.536 | 0.3 | 0 | [8 empty] | 6.8195 |  | 5507.3366 | 3243.3366 | 2150.8849 | 2357.1724 | 2222.8526 | 2088.5329 | 1954.2131 | 1954.2131 | 1954.2131 | 1954.2131 | 1954.2131 | 20.04 | 16.7 | 21.5863 | 21.5863 | 21.5863 | 21.5863 | 21.5863 | 21.5863 | 21.5863 | 21.5863 | 21.5863 | 0.1 | 7.2222 | 7.2222 | 7.2222 | 7.2222 | 0.47551 | 0.47551 | 0.47551 | 0 | 0.54766 | 0.54766 | 0.54766 | 0 | 0.45816 | 0.45816 | 0.45816 | 0 | [120 empty] | 1 | 2.7963
* | ESOLPVC5C | Solar PV Centralized Generation Class 5 Cost Category C |  | ELCSOL | ELC | 2010 | 30 | 0.35761 | 31.536 | 0.3 | 0 | [8 empty] | 5.9553 |  | 5569.2711 | 3305.2711 | 2212.8195 | 2419.107 | 2284.7872 | 2150.4674 | 2016.1477 | 2016.1477 | 2016.1477 | 2016.1477 | 2016.1477 | 20.04 | 16.7 | 21.5863 | 21.5863 | 21.5863 | 21.5863 | 21.5863 | 21.5863 | 21.5863 | 21.5863 | 21.5863 | 0.1 | 7.2222 | 7.2222 | 7.2222 | 7.2222 | 0.47551 | 0.47551 | 0.47551 | 0 | 0.54766 | 0.54766 | 0.54766 | 0 | 0.45816 | 0.45816 | 0.45816 | 0 | [120 empty] | 1 | 2.7963
* | ESOLPVC5D | Solar PV Centralized Generation Class 5 Cost Category D |  | ELCSOL | ELC | 2010 | 30 | 0.35761 | 31.536 | 0.3 | 0 | [8 empty] | 4.1293 |  | 5709.3699 | 3445.3699 | 2352.9182 | 2559.2057 | 2424.8859 | 2290.5662 | 2156.2464 | 2156.2464 | 2156.2464 | 2156.2464 | 2156.2464 | 20.04 | 16.7 | 21.5863 | 21.5863 | 21.5863 | 21.5863 | 21.5863 | 21.5863 | 21.5863 | 21.5863 | 21.5863 | 0.1 | 7.2222 | 7.2222 | 7.2222 | 7.2222 | 0.47551 | 0.47551 | 0.47551 | 0 | 0.54766 | 0.54766 | 0.54766 | 0 | 0.45816 | 0.45816 | 0.45816 | 0 | [120 empty] | 1 | 2.7963
* | ESOLPVC5E | Solar PV Centralized Generation Class 5 Cost Category E |  | ELCSOL | ELC | 2010 | 30 | 0.35761 | 31.536 | 0.3 | 0 | [8 empty] | 3.8964 |  | 5911.4234 | 3647.4234 | 2554.9717 | 2761.2592 | 2626.9394 | 2492.6197 | 2358.2999 | 2358.2999 | 2358.2999 | 2358.2999 | 2358.2999 | 20.04 | 16.7 | 21.5863 | 21.5863 | 21.5863 | 21.5863 | 21.5863 | 21.5863 | 21.5863 | 21.5863 | 21.5863 | 0.1 | 7.2222 | 7.2222 | 7.2222 | 7.2222 | 0.47551 | 0.47551 | 0.47551 | 0 | 0.54766 | 0.54766 | 0.54766 | 0 | 0.45816 | 0.45816 | 0.45816 | 0 | [120 empty] | 1 | 2.7963
* | ESOLPVC6A | Solar PV Centralized Generation Class 6 Cost Category A |  | ELCSOL | ELC | 2010 | 30 | 0.35761 | 31.536 | 0.3 | 0 | [8 empty] | 1.6831 |  | 5508.6286 | 3244.6286 | 2152.177 | 2358.4645 | 2224.1447 | 2089.825 | 1955.5052 | 1955.5052 | 1955.5052 | 1955.5052 | 1955.5052 | 20.04 | 16.7 | 21.5863 | 21.5863 | 21.5863 | 21.5863 | 21.5863 | 21.5863 | 21.5863 | 21.5863 | 21.5863 | 0.1 | 7.2222 | 7.2222 | 7.2222 | 7.2222 | 0.5208 | 0.5208 | 0.5208 | 0 | 0.57701 | 0.57701 | 0.57701 | 0 | 0.43677 | 0.43677 | 0.43677 | 0 | [120 empty] | 1 | 2.7963
* | ESOLPVC6B | Solar PV Centralized Generation Class 6 Cost Category B |  | ELCSOL | ELC | 2010 | 30 | 0.35761 | 31.536 | 0.3 | 0 | [8 empty] | 2.4548 |  | 5619.9147 | 3355.9147 | 2263.4631 | 2469.7505 | 2335.4308 | 2201.111 | 2066.7913 | 2066.7913 | 2066.7913 | 2066.7913 | 2066.7913 | 20.04 | 16.7 | 21.5863 | 21.5863 | 21.5863 | 21.5863 | 21.5863 | 21.5863 | 21.5863 | 21.5863 | 21.5863 | 0.1 | 7.2222 | 7.2222 | 7.2222 | 7.2222 | 0.5208 | 0.5208 | 0.5208 | 0 | 0.57701 | 0.57701 | 0.57701 | 0 | 0.43677 | 0.43677 | 0.43677 | 0 | [120 empty] | 1 | 2.7963
* | ESOLPVC6C | Solar PV Centralized Generation Class 6 Cost Category C |  | ELCSOL | ELC | 2010 | 30 | 0.35761 | 31.536 | 0.3 | 0 | [8 empty] | 2.4261 |  | 5711.1737 | 3447.1737 | 2354.7221 | 2561.0096 | 2426.6898 | 2292.3701 | 2158.0503 | 2158.0503 | 2158.0503 | 2158.0503 | 2158.0503 | 20.04 | 16.7 | 21.5863 | 21.5863 | 21.5863 | 21.5863 | 21.5863 | 21.5863 | 21.5863 | 21.5863 | 21.5863 | 0.1 | 7.2222 | 7.2222 | 7.2222 | 7.2222 | 0.5208 | 0.5208 | 0.5208 | 0 | 0.57701 | 0.57701 | 0.57701 | 0 | 0.43677 | 0.43677 | 0.43677 | 0 | [120 empty] | 1 | 2.7963
* | ESOLPVC6D | Solar PV Centralized Generation Class 6 Cost Category D |  | ELCSOL | ELC | 2010 | 30 | 0.35761 | 31.536 | 0.3 | 0 | [8 empty] | 0.94517 |  | 5812.3316 | 3548.3316 | 2455.88 | 2662.1674 | 2527.8476 | 2393.5279 | 2259.2081 | 2259.2081 | 2259.2081 | 2259.2081 | 2259.2081 | 20.04 | 16.7 | 21.5863 | 21.5863 | 21.5863 | 21.5863 | 21.5863 | 21.5863 | 21.5863 | 21.5863 | 21.5863 | 0.1 | 7.2222 | 7.2222 | 7.2222 | 7.2222 | 0.5208 | 0.5208 | 0.5208 | 0 | 0.57701 | 0.57701 | 0.57701 | 0 | 0.43677 | 0.43677 | 0.43677 | 0 | [120 empty] | 1 | 2.7963
* | ESOLPVC6E | Solar PV Centralized Generation Class 6 Cost Category E |  | ELCSOL | ELC | 2010 | 30 | 0.35761 | 31.536 | 0.3 | 0 | [8 empty] | 1.2544 |  | 5972.7474 | 3708.7474 | 2616.2958 | 2822.5832 | 2688.2635 | 2553.9437 | 2419.624 | 2419.624 | 2419.624 | 2419.624 | 2419.624 | 20.04 | 16.7 | 21.5863 | 21.5863 | 21.5863 | 21.5863 | 21.5863 | 21.5863 | 21.5863 | 21.5863 | 21.5863 | 0.1 | 7.2222 | 7.2222 | 7.2222 | 7.2222 | 0.5208 | 0.5208 | 0.5208 | 0 | 0.57701 | 0.57701 | 0.57701 | 0 | 0.43677 | 0.43677 | 0.43677 | 0 | [120 empty] | 1 | 2.7963
* | ESOLPVC7A | Solar PV Centralized Generation Class 7 Cost Category A |  | ELCSOL | ELC | 2010 | 30 | 0.35761 | 31.536 | 0.3 | 0 | [8 empty] | 4.2146 |  | 5542.1286 | 3278.1286 | 2185.677 | 2391.9644 | 2257.6446 | 2123.3249 | 1989.0051 | 1989.0051 | 1989.0051 | 1989.0051 | 1989.0051 | 20.04 | 16.7 | 21.5863 | 21.5863 | 21.5863 | 21.5863 | 21.5863 | 21.5863 | 21.5863 | 21.5863 | 21.5863 | 0.1 | 7.2222 | 7.2222 | 7.2222 | 7.2222 | 0.56608 | 0.56608 | 0.56608 | 0 | 0.61421 | 0.61421 | 0.61421 | 0 | 0.50091 | 0.50091 | 0.50091 | 0 | [120 empty] | 1 | 2.7963
* | ESOLPVC7B | Solar PV Centralized Generation Class 7 Cost Category B |  | ELCSOL | ELC | 2010 | 30 | 0.35761 | 31.536 | 0.3 | 0 | [8 empty] | 5.1766 |  | 5875.8636 | 3611.8636 | 2519.412 | 2725.6995 | 2591.3797 | 2457.06 | 2322.7402 | 2322.7402 | 2322.7402 | 2322.7402 | 2322.7402 | 20.04 | 16.7 | 21.5863 | 21.5863 | 21.5863 | 21.5863 | 21.5863 | 21.5863 | 21.5863 | 21.5863 | 21.5863 | 0.1 | 7.2222 | 7.2222 | 7.2222 | 7.2222 | 0.56608 | 0.56608 | 0.56608 | 0 | 0.61421 | 0.61421 | 0.61421 | 0 | 0.50091 | 0.50091 | 0.50091 | 0 | [120 empty] | 1 | 2.7963
* | ESOLPVC7C | Solar PV Centralized Generation Class 7 Cost Category C |  | ELCSOL | ELC | 2010 | 30 | 0.35761 | 31.536 | 0.3 | 0 | [8 empty] | 6.0617 |  | 5984.8614 | 3720.8614 | 2628.4097 | 2834.6972 | 2700.3774 | 2566.0577 | 2431.7379 | 2431.7379 | 2431.7379 | 2431.7379 | 2431.7379 | 20.04 | 16.7 | 21.5863 | 21.5863 | 21.5863 | 21.5863 | 21.5863 | 21.5863 | 21.5863 | 21.5863 | 21.5863 | 0.1 | 7.2222 | 7.2222 | 7.2222 | 7.2222 | 0.56608 | 0.56608 | 0.56608 | 0 | 0.61421 | 0.61421 | 0.61421 | 0 | 0.50091 | 0.50091 | 0.50091 | 0 | [120 empty] | 1 | 2.7963
* | ESOLPVC7D | Solar PV Centralized Generation Class 7 Cost Category D |  | ELCSOL | ELC | 2010 | 30 | 0.35761 | 31.536 | 0.3 | 0 | [8 empty] | 7.5241 |  | 6115.1796 | 3851.1796 | 2758.728 | 2965.0155 | 2830.6957 | 2696.376 | 2562.0562 | 2562.0562 | 2562.0562 | 2562.0562 | 2562.0562 | 20.04 | 16.7 | 21.5863 | 21.5863 | 21.5863 | 21.5863 | 21.5863 | 21.5863 | 21.5863 | 21.5863 | 21.5863 | 0.1 | 7.2222 | 7.2222 | 7.2222 | 7.2222 | 0.56608 | 0.56608 | 0.56608 | 0 | 0.61421 | 0.61421 | 0.61421 | 0 | 0.50091 | 0.50091 | 0.50091 | 0 | [120 empty] | 1 | 2.7963
* | ESOLPVC7E | Solar PV Centralized Generation Class 7 Cost Category E |  | ELCSOL | ELC | 2010 | 30 | 0.35761 | 31.536 | 0.3 | 0 | [8 empty] | 6.541 |  | 6311.0196 | 4047.0196 | 2954.568 | 3160.8554 | 3026.5357 | 2892.2159 | 2757.8962 | 2757.8962 | 2757.8962 | 2757.8962 | 2757.8962 | 20.04 | 16.7 | 21.5863 | 21.5863 | 21.5863 | 21.5863 | 21.5863 | 21.5863 | 21.5863 | 21.5863 | 21.5863 | 0.1 | 7.2222 | 7.2222 | 7.2222 | 7.2222 | 0.56608 | 0.56608 | 0.56608 | 0 | 0.61421 | 0.61421 | 0.61421 | 0 | 0.50091 | 0.50091 | 0.50091 | 0 | [120 empty] | 1 | 2.7963
* | ESOLPVC8A | Solar PV Centralized Generation Class 8 Cost Category A |  | ELCSOL | ELC | 2010 | 30 | 0.35761 | 31.536 | 0.3 | 0 | [8 empty] | 0.81046 |  | 5521.7624 | 3257.7624 | 2165.3108 | 2371.5982 | 2237.2785 | 2102.9587 | 1968.639 | 1968.639 | 1968.639 | 1968.639 | 1968.639 | 20.04 | 16.7 | 21.5863 | 21.5863 | 21.5863 | 21.5863 | 21.5863 | 21.5863 | 21.5863 | 21.5863 | 21.5863 | 0.1 | 7.2222 | 7.2222 | 7.2222 | 7.2222 | 0.61137 | 0.61137 | 0.61137 | 0 | 0.67262 | 0.67262 | 0.67262 | 0 | 0.55806 | 0.55806 | 0.55806 | 0 | [120 empty] | 1 | 2.7963
* | ESOLPVC8B | Solar PV Centralized Generation Class 8 Cost Category B |  | ELCSOL | ELC | 2010 | 30 | 0.35761 | 31.536 | 0.3 | 0 | [8 empty] | 0.31351 |  | 5819.5048 | 3555.5048 | 2463.0532 | 2669.3406 | 2535.0209 | 2400.7011 | 2266.3814 | 2266.3814 | 2266.3814 | 2266.3814 | 2266.3814 | 20.04 | 16.7 | 21.5863 | 21.5863 | 21.5863 | 21.5863 | 21.5863 | 21.5863 | 21.5863 | 21.5863 | 21.5863 | 0.1 | 7.2222 | 7.2222 | 7.2222 | 7.2222 | 0.61137 | 0.61137 | 0.61137 | 0 | 0.67262 | 0.67262 | 0.67262 | 0 | 0.55806 | 0.55806 | 0.55806 | 0 | [120 empty] | 1 | 2.7963
* | ESOLPVC8C | Solar PV Centralized Generation Class 8 Cost Category C |  | ELCSOL | ELC | 2010 | 30 | 0.35761 | 31.536 | 0.3 | 0 | [8 empty] | 0.68803 |  | 6080.4711 | 3816.4711 | 2724.0195 | 2930.3069 | 2795.9872 | 2661.6674 | 2527.3477 | 2527.3477 | 2527.3477 | 2527.3477 | 2527.3477 | 20.04 | 16.7 | 21.5863 | 21.5863 | 21.5863 | 21.5863 | 21.5863 | 21.5863 | 21.5863 | 21.5863 | 21.5863 | 0.1 | 7.2222 | 7.2222 | 7.2222 | 7.2222 | 0.61137 | 0.61137 | 0.61137 | 0 | 0.67262 | 0.67262 | 0.67262 | 0 | 0.55806 | 0.55806 | 0.55806 | 0 | [120 empty] | 1 | 2.7963
* | ESOLPVC8D | Solar PV Centralized Generation Class 8 Cost Category D |  | ELCSOL | ELC | 2010 | 30 | 0.35761 | 31.536 | 0.3 | 0 | [8 empty] | 0.6378 |  | 6250.2227 | 3986.2227 | 2893.7711 | 3100.0585 | 2965.7387 | 2831.419 | 2697.0992 | 2697.0992 | 2697.0992 | 2697.0992 | 2697.0992 | 20.04 | 16.7 | 21.5863 | 21.5863 | 21.5863 | 21.5863 | 21.5863 | 21.5863 | 21.5863 | 21.5863 | 21.5863 | 0.1 | 7.2222 | 7.2222 | 7.2222 | 7.2222 | 0.61137 | 0.61137 | 0.61137 | 0 | 0.67262 | 0.67262 | 0.67262 | 0 | 0.55806 | 0.55806 | 0.55806 | 0 | [120 empty] | 1 | 2.7963
* | ESOLPVC8E | Solar PV Centralized Generation Class 8 Cost Category E |  | ELCSOL | ELC | 2010 | 30 | 0.35761 | 31.536 | 0.3 | 0 | [8 empty] | 0.3377 |  | 6381.5051 | 4117.5051 | 3025.0535 | 3231.341 | 3097.0212 | 2962.7015 | 2828.3817 | 2828.3817 | 2828.3817 | 2828.3817 | 2828.3817 | 20.04 | 16.7 | 21.5863 | 21.5863 | 21.5863 | 21.5863 | 21.5863 | 21.5863 | 21.5863 | 21.5863 | 21.5863 | 0.1 | 7.2222 | 7.2222 | 7.2222 | 7.2222 | 0.61137 | 0.61137 | 0.61137 | 0 | 0.67262 | 0.67262 | 0.67262 | 0 | 0.55806 | 0.55806 | 0.55806 | 0 | [120 empty] | 1 | 2.7963
* | ESOLPVC3A | Solar PV Centralized Generation Class 3 Cost Category A |  | ELCSOL | ELC | 2010 | 30 | 0.35761 | 31.536 | 0.3 | 0 | [8 empty] | 0.001053 |  | 5484.7782 | 3220.7782 | 2128.3266 | 2334.614 | 2200.2942 | 2065.9745 | 1931.6547 | 1931.6547 | 1931.6547 | 1931.6547 | 1931.6547 | 20.04 | 16.7 | 21.5863 | 21.5863 | 21.5863 | 21.5863 | 21.5863 | 21.5863 | 21.5863 | 21.5863 | 21.5863 | 0.1 | 7.2222 | 7.2222 | 7.2222 | 7.2222 | 0.38494 | 0.38494 | 0.38494 | 0 | 0.42499 | 0.42499 | 0.42499 | 0 | 0.37089 | 0.37089 | 0.37089 | 0 | [120 empty] | 1 | 2.7963
* | ESOLPVC3B | Solar PV Centralized Generation Class 3 Cost Category B |  | ELCSOL | ELC | 2010 | 30 | 0.35761 | 31.536 | 0.3 | 0 | [8 empty] | 0.002106 |  | 5786.5561 | 3522.5561 | 2430.1045 | 2636.3919 | 2502.0722 | 2367.7524 | 2233.4327 | 2233.4327 | 2233.4327 | 2233.4327 | 2233.4327 | 20.04 | 16.7 | 21.5863 | 21.5863 | 21.5863 | 21.5863 | 21.5863 | 21.5863 | 21.5863 | 21.5863 | 21.5863 | 0.1 | 7.2222 | 7.2222 | 7.2222 | 7.2222 | 0.38494 | 0.38494 | 0.38494 | 0 | 0.42499 | 0.42499 | 0.42499 | 0 | 0.37089 | 0.37089 | 0.37089 | 0 | [120 empty] | 1 | 2.7963
* | ESOLPVC3C | Solar PV Centralized Generation Class 3 Cost Category C |  | ELCSOL | ELC | 2010 | 30 | 0.35761 | 31.536 | 0.3 | 0 | [8 empty] | 0.0028782 |  | 6147.8067 | 3883.8067 | 2791.3551 | 2997.6425 | 2863.3228 | 2729.003 | 2594.6833 | 2594.6833 | 2594.6833 | 2594.6833 | 2594.6833 | 20.04 | 16.7 | 21.5863 | 21.5863 | 21.5863 | 21.5863 | 21.5863 | 21.5863 | 21.5863 | 21.5863 | 21.5863 | 0.1 | 7.2222 | 7.2222 | 7.2222 | 7.2222 | 0.38494 | 0.38494 | 0.38494 | 0 | 0.42499 | 0.42499 | 0.42499 | 0 | 0.37089 | 0.37089 | 0.37089 | 0 | [120 empty] | 1 | 2.7963
* | ESOLPVC3D | Solar PV Centralized Generation Class 3 Cost Category D |  | ELCSOL | ELC | 2010 | 30 | 0.35761 | 31.536 | 0.3 | 0 | [8 empty] | 0.0015795 |  | 6317.8316 | 4053.8316 | 2961.38 | 3167.6674 | 3033.3477 | 2899.0279 | 2764.7082 | 2764.7082 | 2764.7082 | 2764.7082 | 2764.7082 | 20.04 | 16.7 | 21.5863 | 21.5863 | 21.5863 | 21.5863 | 21.5863 | 21.5863 | 21.5863 | 21.5863 | 21.5863 | 0.1 | 7.2222 | 7.2222 | 7.2222 | 7.2222 | 0.38494 | 0.38494 | 0.38494 | 0 | 0.42499 | 0.42499 | 0.42499 | 0 | 0.37089 | 0.37089 | 0.37089 | 0 | [120 empty] | 1 | 2.7963
* | ESOLPVC3E | Solar PV Centralized Generation Class 3 Cost Category E |  | ELCSOL | ELC | 2010 | 30 | 0.35761 | 31.536 | 0.3 | 0 | [8 empty] | 0.0006318 |  | 6459.7367 | 4195.7367 | 3103.2851 | 3309.5725 | 3175.2527 | 3040.933 | 2906.6132 | 2906.6132 | 2906.6132 | 2906.6132 | 2906.6132 | 20.04 | 16.7 | 21.5863 | 21.5863 | 21.5863 | 21.5863 | 21.5863 | 21.5863 | 21.5863 | 21.5863 | 21.5863 | 0.1 | 7.2222 | 7.2222 | 7.2222 | 7.2222 | 0.38494 | 0.38494 | 0.38494 | 0 | 0.42499 | 0.42499 | 0.42499 | 0 | 0.37089 | 0.37089 | 0.37089 | 0 | [120 empty] | 1 | 2.7963
* | ESOLPVC4A | Solar PV Centralized Generation Class 4 Cost Category A |  | ELCSOL | ELC | 2010 | 30 | 0.35761 | 31.536 | 0.3 | 0 | [8 empty] | 0.25584 |  | 5498.2642 | 3234.2642 | 2141.8126 | 2348.1001 | 2213.7803 | 2079.4606 | 1945.1408 | 1945.1408 | 1945.1408 | 1945.1408 | 1945.1408 | 20.04 | 16.7 | 21.5863 | 21.5863 | 21.5863 | 21.5863 | 21.5863 | 21.5863 | 21.5863 | 21.5863 | 21.5863 | 0.1 | 7.2222 | 7.2222 | 7.2222 | 7.2222 | 0.43022 | 0.43022 | 0.43022 | 0 | 0.45124 | 0.45124 | 0.45124 | 0 | 0.38264 | 0.38264 | 0.38264 | 0 | [120 empty] | 1 | 2.7963
* | ESOLPVC4B | Solar PV Centralized Generation Class 4 Cost Category B |  | ELCSOL | ELC | 2010 | 30 | 0.35761 | 31.536 | 0.3 | 0 | [8 empty] | 0.20607 |  | 5580.246 | 3316.246 | 2223.7943 | 2430.0818 | 2295.762 | 2161.4423 | 2027.1225 | 2027.1225 | 2027.1225 | 2027.1225 | 2027.1225 | 20.04 | 16.7 | 21.5863 | 21.5863 | 21.5863 | 21.5863 | 21.5863 | 21.5863 | 21.5863 | 21.5863 | 21.5863 | 0.1 | 7.2222 | 7.2222 | 7.2222 | 7.2222 | 0.43022 | 0.43022 | 0.43022 | 0 | 0.45124 | 0.45124 | 0.45124 | 0 | 0.38264 | 0.38264 | 0.38264 | 0 | [120 empty] | 1 | 2.7963
* | ESOLPVC4C | Solar PV Centralized Generation Class 4 Cost Category C |  | ELCSOL | ELC | 2010 | 30 | 0.35761 | 31.536 | 0.3 | 0 | [8 empty] | 0.080695 |  | 5722.8715 | 3458.8715 | 2366.4199 | 2572.7074 | 2438.3876 | 2304.0679 | 2169.7481 | 2169.7481 | 2169.7481 | 2169.7481 | 2169.7481 | 20.04 | 16.7 | 21.5863 | 21.5863 | 21.5863 | 21.5863 | 21.5863 | 21.5863 | 21.5863 | 21.5863 | 21.5863 | 0.1 | 7.2222 | 7.2222 | 7.2222 | 7.2222 | 0.43022 | 0.43022 | 0.43022 | 0 | 0.45124 | 0.45124 | 0.45124 | 0 | 0.38264 | 0.38264 | 0.38264 | 0 | [120 empty] | 1 | 2.7963
* | ESOLPVC4D | Solar PV Centralized Generation Class 4 Cost Category D |  | ELCSOL | ELC | 2010 | 30 | 0.35761 | 31.536 | 0.3 | 0 | [8 empty] | 0.020042 |  | 5944.362 | 3680.362 | 2587.9104 | 2794.1978 | 2659.878 | 2525.5583 | 2391.2385 | 2391.2385 | 2391.2385 | 2391.2385 | 2391.2385 | 20.04 | 16.7 | 21.5863 | 21.5863 | 21.5863 | 21.5863 | 21.5863 | 21.5863 | 21.5863 | 21.5863 | 21.5863 | 0.1 | 7.2222 | 7.2222 | 7.2222 | 7.2222 | 0.43022 | 0.43022 | 0.43022 | 0 | 0.45124 | 0.45124 | 0.45124 | 0 | 0.38264 | 0.38264 | 0.38264 | 0 | [120 empty] | 1 | 2.7963
* | ESOLPVC4E | Solar PV Centralized Generation Class 4 Cost Category E |  | ELCSOL | ELC | 2010 | 30 | 0.35761 | 31.536 | 0.3 | 0 | [8 empty] | 0.069498 |  | 6394.3957 | 4130.3957 | 3037.9441 | 3244.2315 | 3109.9118 | 2975.592 | 2841.2723 | 2841.2723 | 2841.2723 | 2841.2723 | 2841.2723 | 20.04 | 16.7 | 21.5863 | 21.5863 | 21.5863 | 21.5863 | 21.5863 | 21.5863 | 21.5863 | 21.5863 | 21.5863 | 0.1 | 7.2222 | 7.2222 | 7.2222 | 7.2222 | 0.43022 | 0.43022 | 0.43022 | 0 | 0.45124 | 0.45124 | 0.45124 | 0 | 0.38264 | 0.38264 | 0.38264 | 0 | [120 empty] | 1 | 2.7963
* | ESOLPVC5A | Solar PV Centralized Generation Class 5 Cost Category A |  | ELCSOL | ELC | 2010 | 30 | 0.35761 | 31.536 | 0.3 | 0 | [8 empty] | 1.1563 |  | 5549.7638 | 3285.7638 | 2193.3122 | 2399.5996 | 2265.2799 | 2130.9601 | 1996.6404 | 1996.6404 | 1996.6404 | 1996.6404 | 1996.6404 | 20.04 | 16.7 | 21.5863 | 21.5863 | 21.5863 | 21.5863 | 21.5863 | 21.5863 | 21.5863 | 21.5863 | 21.5863 | 0.1 | 7.2222 | 7.2222 | 7.2222 | 7.2222 | 0.47551 | 0.47551 | 0.47551 | 0 | 0.54766 | 0.54766 | 0.54766 | 0 | 0.45816 | 0.45816 | 0.45816 | 0 | [120 empty] | 1 | 2.7963
* | ESOLPVC5B | Solar PV Centralized Generation Class 5 Cost Category B |  | ELCSOL | ELC | 2010 | 30 | 0.35761 | 31.536 | 0.3 | 0 | [8 empty] | 0.42955 |  | 5719.0428 | 3455.0428 | 2362.5912 | 2568.8787 | 2434.5589 | 2300.2392 | 2165.9194 | 2165.9194 | 2165.9194 | 2165.9194 | 2165.9194 | 20.04 | 16.7 | 21.5863 | 21.5863 | 21.5863 | 21.5863 | 21.5863 | 21.5863 | 21.5863 | 21.5863 | 21.5863 | 0.1 | 7.2222 | 7.2222 | 7.2222 | 7.2222 | 0.47551 | 0.47551 | 0.47551 | 0 | 0.54766 | 0.54766 | 0.54766 | 0 | 0.45816 | 0.45816 | 0.45816 | 0 | [120 empty] | 1 | 2.7963
* | ESOLPVC5C | Solar PV Centralized Generation Class 5 Cost Category C |  | ELCSOL | ELC | 2010 | 30 | 0.35761 | 31.536 | 0.3 | 0 | [8 empty] | 0.48119 |  | 5896.2897 | 3632.2897 | 2539.838 | 2746.1255 | 2611.8057 | 2477.486 | 2343.1662 | 2343.1662 | 2343.1662 | 2343.1662 | 2343.1662 | 20.04 | 16.7 | 21.5863 | 21.5863 | 21.5863 | 21.5863 | 21.5863 | 21.5863 | 21.5863 | 21.5863 | 21.5863 | 0.1 | 7.2222 | 7.2222 | 7.2222 | 7.2222 | 0.47551 | 0.47551 | 0.47551 | 0 | 0.54766 | 0.54766 | 0.54766 | 0 | 0.45816 | 0.45816 | 0.45816 | 0 | [120 empty] | 1 | 2.7963
* | ESOLPVC5D | Solar PV Centralized Generation Class 5 Cost Category D |  | ELCSOL | ELC | 2010 | 30 | 0.35761 | 31.536 | 0.3 | 0 | [8 empty] | 0.20656 |  | 6103.2992 | 3839.2992 | 2746.8476 | 2953.135 | 2818.8152 | 2684.4955 | 2550.1757 | 2550.1757 | 2550.1757 | 2550.1757 | 2550.1757 | 20.04 | 16.7 | 21.5863 | 21.5863 | 21.5863 | 21.5863 | 21.5863 | 21.5863 | 21.5863 | 21.5863 | 21.5863 | 0.1 | 7.2222 | 7.2222 | 7.2222 | 7.2222 | 0.47551 | 0.47551 | 0.47551 | 0 | 0.54766 | 0.54766 | 0.54766 | 0 | 0.45816 | 0.45816 | 0.45816 | 0 | [120 empty] | 1 | 2.7963
* | ESOLPVC5E | Solar PV Centralized Generation Class 5 Cost Category E |  | ELCSOL | ELC | 2010 | 30 | 0.35761 | 31.536 | 0.3 | 0 | [8 empty] | 0.29663 |  | 6404.1912 | 4140.1912 | 3047.7396 | 3254.027 | 3119.7073 | 2985.3875 | 2851.0678 | 2851.0678 | 2851.0678 | 2851.0678 | 2851.0678 | 20.04 | 16.7 | 21.5863 | 21.5863 | 21.5863 | 21.5863 | 21.5863 | 21.5863 | 21.5863 | 21.5863 | 21.5863 | 0.1 | 7.2222 | 7.2222 | 7.2222 | 7.2222 | 0.47551 | 0.47551 | 0.47551 | 0 | 0.54766 | 0.54766 | 0.54766 | 0 | 0.45816 | 0.45816 | 0.45816 | 0 | [120 empty] | 1 | 2.7963
* | ESOLPVC6A | Solar PV Centralized Generation Class 6 Cost Category A |  | ELCSOL | ELC | 2010 | 30 | 0.35761 | 31.536 | 0.3 | 0 | [8 empty] | 2.3884 |  | 5493.9291 | 3229.9291 | 2137.4774 | 2343.7649 | 2209.4451 | 2075.1254 | 1940.8056 | 1940.8056 | 1940.8056 | 1940.8056 | 1940.8056 | 20.04 | 16.7 | 21.5863 | 21.5863 | 21.5863 | 21.5863 | 21.5863 | 21.5863 | 21.5863 | 21.5863 | 21.5863 | 0.1 | 7.2222 | 7.2222 | 7.2222 | 7.2222 | 0.5208 | 0.5208 | 0.5208 | 0 | 0.57701 | 0.57701 | 0.57701 | 0 | 0.43677 | 0.43677 | 0.43677 | 0 | [120 empty] | 1 | 2.7963
* | ESOLPVC6B | Solar PV Centralized Generation Class 6 Cost Category B |  | ELCSOL | ELC | 2010 | 30 | 0.35761 | 31.536 | 0.3 | 0 | [8 empty] | 2.5591 |  | 5608.2817 | 3344.2817 | 2251.8301 | 2458.1176 | 2323.7978 | 2189.4781 | 2055.1583 | 2055.1583 | 2055.1583 | 2055.1583 | 2055.1583 | 20.04 | 16.7 | 21.5863 | 21.5863 | 21.5863 | 21.5863 | 21.5863 | 21.5863 | 21.5863 | 21.5863 | 21.5863 | 0.1 | 7.2222 | 7.2222 | 7.2222 | 7.2222 | 0.5208 | 0.5208 | 0.5208 | 0 | 0.57701 | 0.57701 | 0.57701 | 0 | 0.43677 | 0.43677 | 0.43677 | 0 | [120 empty] | 1 | 2.7963
* | ESOLPVC6C | Solar PV Centralized Generation Class 6 Cost Category C |  | ELCSOL | ELC | 2010 | 30 | 0.35761 | 31.536 | 0.3 | 0 | [8 empty] | 3.7515 |  | 5880.2823 | 3616.2823 | 2523.8307 | 2730.1181 | 2595.7984 | 2461.4786 | 2327.1589 | 2327.1589 | 2327.1589 | 2327.1589 | 2327.1589 | 20.04 | 16.7 | 21.5863 | 21.5863 | 21.5863 | 21.5863 | 21.5863 | 21.5863 | 21.5863 | 21.5863 | 21.5863 | 0.1 | 7.2222 | 7.2222 | 7.2222 | 7.2222 | 0.5208 | 0.5208 | 0.5208 | 0 | 0.57701 | 0.57701 | 0.57701 | 0 | 0.43677 | 0.43677 | 0.43677 | 0 | [120 empty] | 1 | 2.7963
* | ESOLPVC6D | Solar PV Centralized Generation Class 6 Cost Category D |  | ELCSOL | ELC | 2010 | 30 | 0.35761 | 31.536 | 0.3 | 0 | [8 empty] | 2.444 |  | 6137.6008 | 3873.6008 | 2781.1492 | 2987.4367 | 2853.1169 | 2718.7971 | 2584.4774 | 2584.4774 | 2584.4774 | 2584.4774 | 2584.4774 | 20.04 | 16.7 | 21.5863 | 21.5863 | 21.5863 | 21.5863 | 21.5863 | 21.5863 | 21.5863 | 21.5863 | 21.5863 | 0.1 | 7.2222 | 7.2222 | 7.2222 | 7.2222 | 0.5208 | 0.5208 | 0.5208 | 0 | 0.57701 | 0.57701 | 0.57701 | 0 | 0.43677 | 0.43677 | 0.43677 | 0 | [120 empty] | 1 | 2.7963
* | ESOLPVC6E | Solar PV Centralized Generation Class 6 Cost Category E |  | ELCSOL | ELC | 2010 | 30 | 0.35761 | 31.536 | 0.3 | 0 | [8 empty] | 0.98319 |  | 6423.9456 | 4159.9456 | 3067.494 | 3273.7815 | 3139.4617 | 3005.142 | 2870.8222 | 2870.8222 | 2870.8222 | 2870.8222 | 2870.8222 | 20.04 | 16.7 | 21.5863 | 21.5863 | 21.5863 | 21.5863 | 21.5863 | 21.5863 | 21.5863 | 21.5863 | 21.5863 | 0.1 | 7.2222 | 7.2222 | 7.2222 | 7.2222 | 0.5208 | 0.5208 | 0.5208 | 0 | 0.57701 | 0.57701 | 0.57701 | 0 | 0.43677 | 0.43677 | 0.43677 | 0 | [120 empty] | 1 | 2.7963
* | ESOLPVC7A | Solar PV Centralized Generation Class 7 Cost Category A |  | ELCSOL | ELC | 2010 | 30 | 0.35761 | 31.536 | 0.3 | 0 | [8 empty] | 9.4836 |  | 5558.3796 | 3294.3796 | 2201.9279 | 2408.2154 | 2273.8956 | 2139.5759 | 2005.2561 | 2005.2561 | 2005.2561 | 2005.2561 | 2005.2561 | 20.04 | 16.7 | 21.5863 | 21.5863 | 21.5863 | 21.5863 | 21.5863 | 21.5863 | 21.5863 | 21.5863 | 21.5863 | 0.1 | 7.2222 | 7.2222 | 7.2222 | 7.2222 | 0.56608 | 0.56608 | 0.56608 | 0 | 0.61421 | 0.61421 | 0.61421 | 0 | 0.50091 | 0.50091 | 0.50091 | 0 | [120 empty] | 1 | 2.7963
* | ESOLPVC7B | Solar PV Centralized Generation Class 7 Cost Category B |  | ELCSOL | ELC | 2010 | 30 | 0.35761 | 31.536 | 0.3 | 0 | [8 empty] | 12.2404 |  | 5814.9988 | 3550.9988 | 2458.5472 | 2664.8347 | 2530.5149 | 2396.1951 | 2261.8754 | 2261.8754 | 2261.8754 | 2261.8754 | 2261.8754 | 20.04 | 16.7 | 21.5863 | 21.5863 | 21.5863 | 21.5863 | 21.5863 | 21.5863 | 21.5863 | 21.5863 | 21.5863 | 0.1 | 7.2222 | 7.2222 | 7.2222 | 7.2222 | 0.56608 | 0.56608 | 0.56608 | 0 | 0.61421 | 0.61421 | 0.61421 | 0 | 0.50091 | 0.50091 | 0.50091 | 0 | [120 empty] | 1 | 2.7963
* | ESOLPVC7C | Solar PV Centralized Generation Class 7 Cost Category C |  | ELCSOL | ELC | 2010 | 30 | 0.35761 | 31.536 | 0.3 | 0 | [8 empty] | 4.0485 |  | 6010.3044 | 3746.3044 | 2653.8528 | 2860.1402 | 2725.8205 | 2591.5007 | 2457.1809 | 2457.1809 | 2457.1809 | 2457.1809 | 2457.1809 | 20.04 | 16.7 | 21.5863 | 21.5863 | 21.5863 | 21.5863 | 21.5863 | 21.5863 | 21.5863 | 21.5863 | 21.5863 | 0.1 | 7.2222 | 7.2222 | 7.2222 | 7.2222 | 0.56608 | 0.56608 | 0.56608 | 0 | 0.61421 | 0.61421 | 0.61421 | 0 | 0.50091 | 0.50091 | 0.50091 | 0 | [120 empty] | 1 | 2.7963
* | ESOLPVC7D | Solar PV Centralized Generation Class 7 Cost Category D |  | ELCSOL | ELC | 2010 | 30 | 0.35761 | 31.536 | 0.3 | 0 | [8 empty] | 7.9566 |  | 6206.4389 | 3942.4389 | 2849.9873 | 3056.2748 | 2921.955 | 2787.6353 | 2653.3155 | 2653.3155 | 2653.3155 | 2653.3155 | 2653.3155 | 20.04 | 16.7 | 21.5863 | 21.5863 | 21.5863 | 21.5863 | 21.5863 | 21.5863 | 21.5863 | 21.5863 | 21.5863 | 0.1 | 7.2222 | 7.2222 | 7.2222 | 7.2222 | 0.56608 | 0.56608 | 0.56608 | 0 | 0.61421 | 0.61421 | 0.61421 | 0 | 0.50091 | 0.50091 | 0.50091 | 0 | [120 empty] | 1 | 2.7963
* | ESOLPVC7E | Solar PV Centralized Generation Class 7 Cost Category E |  | ELCSOL | ELC | 2010 | 30 | 0.35761 | 31.536 | 0.3 | 0 | [8 empty] | 7.6076 |  | 6350.4672 | 4086.4672 | 2994.0156 | 3200.303 | 3065.9832 | 2931.6635 | 2797.3437 | 2797.3437 | 2797.3437 | 2797.3437 | 2797.3437 | 20.04 | 16.7 | 21.5863 | 21.5863 | 21.5863 | 21.5863 | 21.5863 | 21.5863 | 21.5863 | 21.5863 | 21.5863 | 0.1 | 7.2222 | 7.2222 | 7.2222 | 7.2222 | 0.56608 | 0.56608 | 0.56608 | 0 | 0.61421 | 0.61421 | 0.61421 | 0 | 0.50091 | 0.50091 | 0.50091 | 0 | [120 empty] | 1 | 2.7963
* | ESOLPVC8A | Solar PV Centralized Generation Class 8 Cost Category A |  | ELCSOL | ELC | 2010 | 30 | 0.35761 | 31.536 | 0.3 | 0 | [8 empty] | 14.8233 |  | 5487.4989 | 3223.4989 | 2131.0473 | 2337.3347 | 2203.015 | 2068.6952 | 1934.3755 | 1934.3755 | 1934.3755 | 1934.3755 | 1934.3755 | 20.04 | 16.7 | 21.5863 | 21.5863 | 21.5863 | 21.5863 | 21.5863 | 21.5863 | 21.5863 | 21.5863 | 21.5863 | 0.1 | 7.2222 | 7.2222 | 7.2222 | 7.2222 | 0.61137 | 0.61137 | 0.61137 | 0 | 0.67262 | 0.67262 | 0.67262 | 0 | 0.55806 | 0.55806 | 0.55806 | 0 | [120 empty] | 1 | 2.7963
* | ESOLPVC8B | Solar PV Centralized Generation Class 8 Cost Category B |  | ELCSOL | ELC | 2010 | 30 | 0.35761 | 31.536 | 0.3 | 0 | [8 empty] | 4.8155 |  | 5537.1829 | 3273.1829 | 2180.7313 | 2387.0187 | 2252.699 | 2118.3792 | 1984.0595 | 1984.0595 | 1984.0595 | 1984.0595 | 1984.0595 | 20.04 | 16.7 | 21.5863 | 21.5863 | 21.5863 | 21.5863 | 21.5863 | 21.5863 | 21.5863 | 21.5863 | 21.5863 | 0.1 | 7.2222 | 7.2222 | 7.2222 | 7.2222 | 0.61137 | 0.61137 | 0.61137 | 0 | 0.67262 | 0.67262 | 0.67262 | 0 | 0.55806 | 0.55806 | 0.55806 | 0 | [120 empty] | 1 | 2.7963
* | ESOLPVC8C | Solar PV Centralized Generation Class 8 Cost Category C |  | ELCSOL | ELC | 2010 | 30 | 0.35761 | 31.536 | 0.3 | 0 | [8 empty] | 4.283 |  | 5639.1108 | 3375.1108 | 2282.6592 | 2488.9466 | 2354.6268 | 2220.3071 | 2085.9873 | 2085.9873 | 2085.9873 | 2085.9873 | 2085.9873 | 20.04 | 16.7 | 21.5863 | 21.5863 | 21.5863 | 21.5863 | 21.5863 | 21.5863 | 21.5863 | 21.5863 | 21.5863 | 0.1 | 7.2222 | 7.2222 | 7.2222 | 7.2222 | 0.61137 | 0.61137 | 0.61137 | 0 | 0.67262 | 0.67262 | 0.67262 | 0 | 0.55806 | 0.55806 | 0.55806 | 0 | [120 empty] | 1 | 2.7963
* | ESOLPVC8D | Solar PV Centralized Generation Class 8 Cost Category D |  | ELCSOL | ELC | 2010 | 30 | 0.35761 | 31.536 | 0.3 | 0 | [8 empty] | 1.425 |  | 5976.2431 | 3712.2431 | 2619.7915 | 2826.0789 | 2691.7591 | 2557.4394 | 2423.1196 | 2423.1196 | 2423.1196 | 2423.1196 | 2423.1196 | 20.04 | 16.7 | 21.5863 | 21.5863 | 21.5863 | 21.5863 | 21.5863 | 21.5863 | 21.5863 | 21.5863 | 21.5863 | 0.1 | 7.2222 | 7.2222 | 7.2222 | 7.2222 | 0.61137 | 0.61137 | 0.61137 | 0 | 0.67262 | 0.67262 | 0.67262 | 0 | 0.55806 | 0.55806 | 0.55806 | 0 | [120 empty] | 1 | 2.7963
* | ESOLPVC8E | Solar PV Centralized Generation Class 8 Cost Category E |  | ELCSOL | ELC | 2010 | 30 | 0.35761 | 31.536 | 0.3 | 0 | [8 empty] | 0.70962 |  | 6325.6159 | 4061.6159 | 2969.1642 | 3175.4517 | 3041.1319 | 2906.8122 | 2772.4924 | 2772.4924 | 2772.4924 | 2772.4924 | 2772.4924 | 20.04 | 16.7 | 21.5863 | 21.5863 | 21.5863 | 21.5863 | 21.5863 | 21.5863 | 21.5863 | 21.5863 | 21.5863 | 0.1 | 7.2222 | 7.2222 | 7.2222 | 7.2222 | 0.61137 | 0.61137 | 0.61137 | 0 | 0.67262 | 0.67262 | 0.67262 | 0 | 0.55806 | 0.55806 | 0.55806 | 0 | [120 empty] | 1 | 2.7963
* | ESOLPVC2A | Solar PV Centralized Generation Class 2 Cost Category A |  | ELCSOL | ELC | 2010 | 30 | 0.35761 | 31.536 | 0.3 | 0 | [8 empty] | 0.021973 |  | 5494.4885 | 3230.4885 | 2138.0369 | 2344.3243 | 2210.0046 | 2075.6848 | 1941.365 | 1941.365 | 1941.365 | 1941.365 | 1941.365 | 20.04 | 16.7 | 21.5863 | 21.5863 | 21.5863 | 21.5863 | 21.5863 | 21.5863 | 21.5863 | 21.5863 | 21.5863 | 0.1 | 7.2222 | 7.2222 | 7.2222 | 7.2222 | 0.33965 | 0.33965 | 0.33965 | 0 | 0.35624 | 0.35624 | 0.35624 | 0 | 0.32015 | 0.32015 | 0.32015 | 0 | [120 empty] | 1 | 2.7963
* | ESOLPVC2B | Solar PV Centralized Generation Class 2 Cost Category B |  | ELCSOL | ELC | 2010 | 30 | 0.35761 | 31.536 | 0.3 | 0 | [8 empty] | 0.011618 |  | 5602.9857 | 3338.9857 | 2246.534 | 2452.8215 | 2318.5017 | 2184.182 | 2049.8622 | 2049.8622 | 2049.8622 | 2049.8622 | 2049.8622 | 20.04 | 16.7 | 21.5863 | 21.5863 | 21.5863 | 21.5863 | 21.5863 | 21.5863 | 21.5863 | 21.5863 | 21.5863 | 0.1 | 7.2222 | 7.2222 | 7.2222 | 7.2222 | 0.33965 | 0.33965 | 0.33965 | 0 | 0.35624 | 0.35624 | 0.35624 | 0 | 0.32015 | 0.32015 | 0.32015 | 0 | [120 empty] | 1 | 2.7963
* | ESOLPVC2C | Solar PV Centralized Generation Class 2 Cost Category C |  | ELCSOL | ELC | 2010 | 30 | 0.35761 | 31.536 | 0.3 | 0 | [8 empty] | 0.0073359 |  | 5679.585 | 3415.585 | 2323.1334 | 2529.4208 | 2395.1011 | 2260.7813 | 2126.4615 | 2126.4615 | 2126.4615 | 2126.4615 | 2126.4615 | 20.04 | 16.7 | 21.5863 | 21.5863 | 21.5863 | 21.5863 | 21.5863 | 21.5863 | 21.5863 | 21.5863 | 21.5863 | 0.1 | 7.2222 | 7.2222 | 7.2222 | 7.2222 | 0.33965 | 0.33965 | 0.33965 | 0 | 0.35624 | 0.35624 | 0.35624 | 0 | 0.32015 | 0.32015 | 0.32015 | 0 | [120 empty] | 1 | 2.7963
* | ESOLPVC2D | Solar PV Centralized Generation Class 2 Cost Category D |  | ELCSOL | ELC | 2010 | 30 | 0.35761 | 31.536 | 0.3 | 0 | [8 empty] | 0.0065637 |  | 5762.9676 | 3498.9676 | 2406.516 | 2612.8034 | 2478.4837 | 2344.1639 | 2209.8442 | 2209.8442 | 2209.8442 | 2209.8442 | 2209.8442 | 20.04 | 16.7 | 21.5863 | 21.5863 | 21.5863 | 21.5863 | 21.5863 | 21.5863 | 21.5863 | 21.5863 | 21.5863 | 0.1 | 7.2222 | 7.2222 | 7.2222 | 7.2222 | 0.33965 | 0.33965 | 0.33965 | 0 | 0.35624 | 0.35624 | 0.35624 | 0 | 0.32015 | 0.32015 | 0.32015 | 0 | [120 empty] | 1 | 2.7963
* | ESOLPVC2E | Solar PV Centralized Generation Class 2 Cost Category E |  | ELCSOL | ELC | 2010 | 30 | 0.35761 | 31.536 | 0.3 | 0 | [8 empty] | 0.0057213 |  | 5914.3774 | 3650.3774 | 2557.9258 | 2764.2132 | 2629.8935 | 2495.5737 | 2361.254 | 2361.254 | 2361.254 | 2361.254 | 2361.254 | 20.04 | 16.7 | 21.5863 | 21.5863 | 21.5863 | 21.5863 | 21.5863 | 21.5863 | 21.5863 | 21.5863 | 21.5863 | 0.1 | 7.2222 | 7.2222 | 7.2222 | 7.2222 | 0.33965 | 0.33965 | 0.33965 | 0 | 0.35624 | 0.35624 | 0.35624 | 0 | 0.32015 | 0.32015 | 0.32015 | 0 | [120 empty] | 1 | 2.7963
* | ESOLPVC3A | Solar PV Centralized Generation Class 3 Cost Category A |  | ELCSOL | ELC | 2010 | 30 | 0.35761 | 31.536 | 0.3 | 0 | [8 empty] | 0.032362 |  | 5510.3906 | 3246.3906 | 2153.939 | 2360.2264 | 2225.9066 | 2091.5869 | 1957.2671 | 1957.2671 | 1957.2671 | 1957.2671 | 1957.2671 | 20.04 | 16.7 | 21.5863 | 21.5863 | 21.5863 | 21.5863 | 21.5863 | 21.5863 | 21.5863 | 21.5863 | 21.5863 | 0.1 | 7.2222 | 7.2222 | 7.2222 | 7.2222 | 0.38494 | 0.38494 | 0.38494 | 0 | 0.42499 | 0.42499 | 0.42499 | 0 | 0.37089 | 0.37089 | 0.37089 | 0 | [120 empty] | 1 | 2.7963
* | ESOLPVC3B | Solar PV Centralized Generation Class 3 Cost Category B |  | ELCSOL | ELC | 2010 | 30 | 0.35761 | 31.536 | 0.3 | 0 | [8 empty] | 0.016813 |  | 5700.6631 | 3436.6631 | 2344.2115 | 2550.4989 | 2416.1791 | 2281.8594 | 2147.5396 | 2147.5396 | 2147.5396 | 2147.5396 | 2147.5396 | 20.04 | 16.7 | 21.5863 | 21.5863 | 21.5863 | 21.5863 | 21.5863 | 21.5863 | 21.5863 | 21.5863 | 21.5863 | 0.1 | 7.2222 | 7.2222 | 7.2222 | 7.2222 | 0.38494 | 0.38494 | 0.38494 | 0 | 0.42499 | 0.42499 | 0.42499 | 0 | 0.37089 | 0.37089 | 0.37089 | 0 | [120 empty] | 1 | 2.7963
* | ESOLPVC3C | Solar PV Centralized Generation Class 3 Cost Category C |  | ELCSOL | ELC | 2010 | 30 | 0.35761 | 31.536 | 0.3 | 0 | [8 empty] | 0.013584 |  | 5842.2989 | 3578.2989 | 2485.8473 | 2692.1347 | 2557.815 | 2423.4952 | 2289.1755 | 2289.1755 | 2289.1755 | 2289.1755 | 2289.1755 | 20.04 | 16.7 | 21.5863 | 21.5863 | 21.5863 | 21.5863 | 21.5863 | 21.5863 | 21.5863 | 21.5863 | 21.5863 | 0.1 | 7.2222 | 7.2222 | 7.2222 | 7.2222 | 0.38494 | 0.38494 | 0.38494 | 0 | 0.42499 | 0.42499 | 0.42499 | 0 | 0.37089 | 0.37089 | 0.37089 | 0 | [120 empty] | 1 | 2.7963
* | ESOLPVC3D | Solar PV Centralized Generation Class 3 Cost Category D |  | ELCSOL | ELC | 2010 | 30 | 0.35761 | 31.536 | 0.3 | 0 | [8 empty] | 0.010425 |  | 6018.0884 | 3754.0884 | 2661.6368 | 2867.9242 | 2733.6045 | 2599.2847 | 2464.965 | 2464.965 | 2464.965 | 2464.965 | 2464.965 | 20.04 | 16.7 | 21.5863 | 21.5863 | 21.5863 | 21.5863 | 21.5863 | 21.5863 | 21.5863 | 21.5863 | 21.5863 | 0.1 | 7.2222 | 7.2222 | 7.2222 | 7.2222 | 0.38494 | 0.38494 | 0.38494 | 0 | 0.42499 | 0.42499 | 0.42499 | 0 | 0.37089 | 0.37089 | 0.37089 | 0 | [120 empty] | 1 | 2.7963
* | ESOLPVC3E | Solar PV Centralized Generation Class 3 Cost Category E |  | ELCSOL | ELC | 2010 | 30 | 0.35761 | 31.536 | 0.3 | 0 | [8 empty] | 0.0020358 |  | 6516.1306 | 4252.1306 | 3159.679 | 3365.9664 | 3231.6467 | 3097.3269 | 2963.0072 | 2963.0072 | 2963.0072 | 2963.0072 | 2963.0072 | 20.04 | 16.7 | 21.5863 | 21.5863 | 21.5863 | 21.5863 | 21.5863 | 21.5863 | 21.5863 | 21.5863 | 21.5863 | 0.1 | 7.2222 | 7.2222 | 7.2222 | 7.2222 | 0.38494 | 0.38494 | 0.38494 | 0 | 0.42499 | 0.42499 | 0.42499 | 0 | 0.37089 | 0.37089 | 0.37089 | 0 | [120 empty] | 1 | 2.7963
* | ESOLPVC4A | Solar PV Centralized Generation Class 4 Cost Category A |  | ELCSOL | ELC | 2010 | 30 | 0.35761 | 31.536 | 0.3 | 0 | [8 empty] | 0.38884 |  | 5505.726 | 3241.726 | 2149.2744 | 2355.5619 | 2221.2421 | 2086.9223 | 1952.6026 | 1952.6026 | 1952.6026 | 1952.6026 | 1952.6026 | 20.04 | 16.7 | 21.5863 | 21.5863 | 21.5863 | 21.5863 | 21.5863 | 21.5863 | 21.5863 | 21.5863 | 21.5863 | 0.1 | 7.2222 | 7.2222 | 7.2222 | 7.2222 | 0.43022 | 0.43022 | 0.43022 | 0 | 0.45124 | 0.45124 | 0.45124 | 0 | 0.38264 | 0.38264 | 0.38264 | 0 | [120 empty] | 1 | 2.7963
* | ESOLPVC4B | Solar PV Centralized Generation Class 4 Cost Category B |  | ELCSOL | ELC | 2010 | 30 | 0.35761 | 31.536 | 0.3 | 0 | [8 empty] | 0.40635 |  | 5605.7817 | 3341.7817 | 2249.3301 | 2455.6176 | 2321.2978 | 2186.9781 | 2052.6583 | 2052.6583 | 2052.6583 | 2052.6583 | 2052.6583 | 20.04 | 16.7 | 21.5863 | 21.5863 | 21.5863 | 21.5863 | 21.5863 | 21.5863 | 21.5863 | 21.5863 | 21.5863 | 0.1 | 7.2222 | 7.2222 | 7.2222 | 7.2222 | 0.43022 | 0.43022 | 0.43022 | 0 | 0.45124 | 0.45124 | 0.45124 | 0 | 0.38264 | 0.38264 | 0.38264 | 0 | [120 empty] | 1 | 2.7963
* | ESOLPVC4C | Solar PV Centralized Generation Class 4 Cost Category C |  | ELCSOL | ELC | 2010 | 30 | 0.35761 | 31.536 | 0.3 | 0 | [8 empty] | 0.2709 |  | 5747.1385 | 3483.1385 | 2390.6869 | 2596.9744 | 2462.6546 | 2328.3348 | 2194.0151 | 2194.0151 | 2194.0151 | 2194.0151 | 2194.0151 | 20.04 | 16.7 | 21.5863 | 21.5863 | 21.5863 | 21.5863 | 21.5863 | 21.5863 | 21.5863 | 21.5863 | 21.5863 | 0.1 | 7.2222 | 7.2222 | 7.2222 | 7.2222 | 0.43022 | 0.43022 | 0.43022 | 0 | 0.45124 | 0.45124 | 0.45124 | 0 | 0.38264 | 0.38264 | 0.38264 | 0 | [120 empty] | 1 | 2.7963
* | ESOLPVC4D | Solar PV Centralized Generation Class 4 Cost Category D |  | ELCSOL | ELC | 2010 | 30 | 0.35761 | 31.536 | 0.3 | 0 | [8 empty] | 0.1173 |  | 5912.788 | 3648.788 | 2556.3364 | 2762.6238 | 2628.3041 | 2493.9843 | 2359.6646 | 2359.6646 | 2359.6646 | 2359.6646 | 2359.6646 | 20.04 | 16.7 | 21.5863 | 21.5863 | 21.5863 | 21.5863 | 21.5863 | 21.5863 | 21.5863 | 21.5863 | 21.5863 | 0.1 | 7.2222 | 7.2222 | 7.2222 | 7.2222 | 0.43022 | 0.43022 | 0.43022 | 0 | 0.45124 | 0.45124 | 0.45124 | 0 | 0.38264 | 0.38264 | 0.38264 | 0 | [120 empty] | 1 | 2.7963
* | ESOLPVC4E | Solar PV Centralized Generation Class 4 Cost Category E |  | ELCSOL | ELC | 2010 | 30 | 0.35761 | 31.536 | 0.3 | 0 | [8 empty] | 0.061951 |  | 6174.9511 | 3910.9511 | 2818.4995 | 3024.7869 | 2890.4672 | 2756.1474 | 2621.8276 | 2621.8276 | 2621.8276 | 2621.8276 | 2621.8276 | 20.04 | 16.7 | 21.5863 | 21.5863 | 21.5863 | 21.5863 | 21.5863 | 21.5863 | 21.5863 | 21.5863 | 21.5863 | 0.1 | 7.2222 | 7.2222 | 7.2222 | 7.2222 | 0.43022 | 0.43022 | 0.43022 | 0 | 0.45124 | 0.45124 | 0.45124 | 0 | 0.38264 | 0.38264 | 0.38264 | 0 | [120 empty] | 1 | 2.7963
* | ESOLPVC5A | Solar PV Centralized Generation Class 5 Cost Category A |  | ELCSOL | ELC | 2010 | 30 | 0.35761 | 31.536 | 0.3 | 0 | [8 empty] | 5.3259 |  | 5487.855 | 3223.855 | 2131.4034 | 2337.6908 | 2203.3711 | 2069.0513 | 1934.7316 | 1934.7316 | 1934.7316 | 1934.7316 | 1934.7316 | 20.04 | 16.7 | 21.5863 | 21.5863 | 21.5863 | 21.5863 | 21.5863 | 21.5863 | 21.5863 | 21.5863 | 21.5863 | 0.1 | 7.2222 | 7.2222 | 7.2222 | 7.2222 | 0.47551 | 0.47551 | 0.47551 | 0 | 0.54766 | 0.54766 | 0.54766 | 0 | 0.45816 | 0.45816 | 0.45816 | 0 | [120 empty] | 1 | 2.7963
* | ESOLPVC5B | Solar PV Centralized Generation Class 5 Cost Category B |  | ELCSOL | ELC | 2010 | 30 | 0.35761 | 31.536 | 0.3 | 0 | [8 empty] | 3.841 |  | 5570.863 | 3306.863 | 2214.4113 | 2420.6988 | 2286.379 | 2152.0593 | 2017.7395 | 2017.7395 | 2017.7395 | 2017.7395 | 2017.7395 | 20.04 | 16.7 | 21.5863 | 21.5863 | 21.5863 | 21.5863 | 21.5863 | 21.5863 | 21.5863 | 21.5863 | 21.5863 | 0.1 | 7.2222 | 7.2222 | 7.2222 | 7.2222 | 0.47551 | 0.47551 | 0.47551 | 0 | 0.54766 | 0.54766 | 0.54766 | 0 | 0.45816 | 0.45816 | 0.45816 | 0 | [120 empty] | 1 | 2.7963
* | ESOLPVC5C | Solar PV Centralized Generation Class 5 Cost Category C |  | ELCSOL | ELC | 2010 | 30 | 0.35761 | 31.536 | 0.3 | 0 | [8 empty] | 1.8886 |  | 5706.052 | 3442.052 | 2349.6004 | 2555.8878 | 2421.568 | 2287.2483 | 2152.9285 | 2152.9285 | 2152.9285 | 2152.9285 | 2152.9285 | 20.04 | 16.7 | 21.5863 | 21.5863 | 21.5863 | 21.5863 | 21.5863 | 21.5863 | 21.5863 | 21.5863 | 21.5863 | 0.1 | 7.2222 | 7.2222 | 7.2222 | 7.2222 | 0.47551 | 0.47551 | 0.47551 | 0 | 0.54766 | 0.54766 | 0.54766 | 0 | 0.45816 | 0.45816 | 0.45816 | 0 | [120 empty] | 1 | 2.7963
* | ESOLPVC5D | Solar PV Centralized Generation Class 5 Cost Category D |  | ELCSOL | ELC | 2010 | 30 | 0.35761 | 31.536 | 0.3 | 0 | [8 empty] | 2.2386 |  | 5845.2307 | 3581.2307 | 2488.7791 | 2695.0665 | 2560.7468 | 2426.427 | 2292.1073 | 2292.1073 | 2292.1073 | 2292.1073 | 2292.1073 | 20.04 | 16.7 | 21.5863 | 21.5863 | 21.5863 | 21.5863 | 21.5863 | 21.5863 | 21.5863 | 21.5863 | 21.5863 | 0.1 | 7.2222 | 7.2222 | 7.2222 | 7.2222 | 0.47551 | 0.47551 | 0.47551 | 0 | 0.54766 | 0.54766 | 0.54766 | 0 | 0.45816 | 0.45816 | 0.45816 | 0 | [120 empty] | 1 | 2.7963
* | ESOLPVC5E | Solar PV Centralized Generation Class 5 Cost Category E |  | ELCSOL | ELC | 2010 | 30 | 0.35761 | 31.536 | 0.3 | 0 | [8 empty] | 2.3668 |  | 6158.2538 | 3894.2538 | 2801.8021 | 3008.0896 | 2873.7698 | 2739.4501 | 2605.1303 | 2605.1303 | 2605.1303 | 2605.1303 | 2605.1303 | 20.04 | 16.7 | 21.5863 | 21.5863 | 21.5863 | 21.5863 | 21.5863 | 21.5863 | 21.5863 | 21.5863 | 21.5863 | 0.1 | 7.2222 | 7.2222 | 7.2222 | 7.2222 | 0.47551 | 0.47551 | 0.47551 | 0 | 0.54766 | 0.54766 | 0.54766 | 0 | 0.45816 | 0.45816 | 0.45816 | 0 | [120 empty] | 1 | 2.7963
* | ESOLPVC6A | Solar PV Centralized Generation Class 6 Cost Category A |  | ELCSOL | ELC | 2010 | 30 | 0.35761 | 31.536 | 0.3 | 0 | [8 empty] | 6.2829 |  | 5549.7827 | 3285.7827 | 2193.3311 | 2399.6185 | 2265.2987 | 2130.979 | 1996.6592 | 1996.6592 | 1996.6592 | 1996.6592 | 1996.6592 | 20.04 | 16.7 | 21.5863 | 21.5863 | 21.5863 | 21.5863 | 21.5863 | 21.5863 | 21.5863 | 21.5863 | 21.5863 | 0.1 | 7.2222 | 7.2222 | 7.2222 | 7.2222 | 0.5208 | 0.5208 | 0.5208 | 0 | 0.57701 | 0.57701 | 0.57701 | 0 | 0.43677 | 0.43677 | 0.43677 | 0 | [120 empty] | 1 | 2.7963
* | ESOLPVC6B | Solar PV Centralized Generation Class 6 Cost Category B |  | ELCSOL | ELC | 2010 | 30 | 0.35761 | 31.536 | 0.3 | 0 | [8 empty] | 5.3821 |  | 5786.129 | 3522.129 | 2429.6774 | 2635.9649 | 2501.6451 | 2367.3254 | 2233.0056 | 2233.0056 | 2233.0056 | 2233.0056 | 2233.0056 | 20.04 | 16.7 | 21.5863 | 21.5863 | 21.5863 | 21.5863 | 21.5863 | 21.5863 | 21.5863 | 21.5863 | 21.5863 | 0.1 | 7.2222 | 7.2222 | 7.2222 | 7.2222 | 0.5208 | 0.5208 | 0.5208 | 0 | 0.57701 | 0.57701 | 0.57701 | 0 | 0.43677 | 0.43677 | 0.43677 | 0 | [120 empty] | 1 | 2.7963
* | ESOLPVC6C | Solar PV Centralized Generation Class 6 Cost Category C |  | ELCSOL | ELC | 2010 | 30 | 0.35761 | 31.536 | 0.3 | 0 | [8 empty] | 4.155 |  | 5908.7599 | 3644.7599 | 2552.3083 | 2758.5957 | 2624.276 | 2489.9562 | 2355.6365 | 2355.6365 | 2355.6365 | 2355.6365 | 2355.6365 | 20.04 | 16.7 | 21.5863 | 21.5863 | 21.5863 | 21.5863 | 21.5863 | 21.5863 | 21.5863 | 21.5863 | 21.5863 | 0.1 | 7.2222 | 7.2222 | 7.2222 | 7.2222 | 0.5208 | 0.5208 | 0.5208 | 0 | 0.57701 | 0.57701 | 0.57701 | 0 | 0.43677 | 0.43677 | 0.43677 | 0 | [120 empty] | 1 | 2.7963
* | ESOLPVC6D | Solar PV Centralized Generation Class 6 Cost Category D |  | ELCSOL | ELC | 2010 | 30 | 0.35761 | 31.536 | 0.3 | 0 | [8 empty] | 7.3563 |  | 6069.9662 | 3805.9662 | 2713.5146 | 2919.802 | 2785.4823 | 2651.1625 | 2516.8427 | 2516.8427 | 2516.8427 | 2516.8427 | 2516.8427 | 20.04 | 16.7 | 21.5863 | 21.5863 | 21.5863 | 21.5863 | 21.5863 | 21.5863 | 21.5863 | 21.5863 | 21.5863 | 0.1 | 7.2222 | 7.2222 | 7.2222 | 7.2222 | 0.5208 | 0.5208 | 0.5208 | 0 | 0.57701 | 0.57701 | 0.57701 | 0 | 0.43677 | 0.43677 | 0.43677 | 0 | [120 empty] | 1 | 2.7963
* | ESOLPVC6E | Solar PV Centralized Generation Class 6 Cost Category E |  | ELCSOL | ELC | 2010 | 30 | 0.35761 | 31.536 | 0.3 | 0 | [8 empty] | 2.3521 |  | 6311.8385 | 4047.8385 | 2955.3868 | 3161.6743 | 3027.3545 | 2893.0348 | 2758.715 | 2758.715 | 2758.715 | 2758.715 | 2758.715 | 20.04 | 16.7 | 21.5863 | 21.5863 | 21.5863 | 21.5863 | 21.5863 | 21.5863 | 21.5863 | 21.5863 | 21.5863 | 0.1 | 7.2222 | 7.2222 | 7.2222 | 7.2222 | 0.5208 | 0.5208 | 0.5208 | 0 | 0.57701 | 0.57701 | 0.57701 | 0 | 0.43677 | 0.43677 | 0.43677 | 0 | [120 empty] | 1 | 2.7963
* | ESOLPVC7A | Solar PV Centralized Generation Class 7 Cost Category A |  | ELCSOL | ELC | 2010 | 30 | 0.35761 | 31.536 | 0.3 | 0 | [8 empty] | 5.8876 |  | 5518.9633 | 3254.9633 | 2162.5117 | 2368.7991 | 2234.4794 | 2100.1596 | 1965.8399 | 1965.8399 | 1965.8399 | 1965.8399 | 1965.8399 | 20.04 | 16.7 | 21.5863 | 21.5863 | 21.5863 | 21.5863 | 21.5863 | 21.5863 | 21.5863 | 21.5863 | 21.5863 | 0.1 | 7.2222 | 7.2222 | 7.2222 | 7.2222 | 0.56608 | 0.56608 | 0.56608 | 0 | 0.61421 | 0.61421 | 0.61421 | 0 | 0.50091 | 0.50091 | 0.50091 | 0 | [120 empty] | 1 | 2.7963
* | ESOLPVC7B | Solar PV Centralized Generation Class 7 Cost Category B |  | ELCSOL | ELC | 2010 | 30 | 0.35761 | 31.536 | 0.3 | 0 | [8 empty] | 3.0255 |  | 5632.6268 | 3368.6268 | 2276.1752 | 2482.4626 | 2348.1429 | 2213.8231 | 2079.5034 | 2079.5034 | 2079.5034 | 2079.5034 | 2079.5034 | 20.04 | 16.7 | 21.5863 | 21.5863 | 21.5863 | 21.5863 | 21.5863 | 21.5863 | 21.5863 | 21.5863 | 21.5863 | 0.1 | 7.2222 | 7.2222 | 7.2222 | 7.2222 | 0.56608 | 0.56608 | 0.56608 | 0 | 0.61421 | 0.61421 | 0.61421 | 0 | 0.50091 | 0.50091 | 0.50091 | 0 | [120 empty] | 1 | 2.7963
* | ESOLPVC7C | Solar PV Centralized Generation Class 7 Cost Category C |  | ELCSOL | ELC | 2010 | 30 | 0.35761 | 31.536 | 0.3 | 0 | [8 empty] | 3.1867 |  | 5720.0899 | 3456.0899 | 2363.6383 | 2569.9257 | 2435.606 | 2301.2862 | 2166.9665 | 2166.9665 | 2166.9665 | 2166.9665 | 2166.9665 | 20.04 | 16.7 | 21.5863 | 21.5863 | 21.5863 | 21.5863 | 21.5863 | 21.5863 | 21.5863 | 21.5863 | 21.5863 | 0.1 | 7.2222 | 7.2222 | 7.2222 | 7.2222 | 0.56608 | 0.56608 | 0.56608 | 0 | 0.61421 | 0.61421 | 0.61421 | 0 | 0.50091 | 0.50091 | 0.50091 | 0 | [120 empty] | 1 | 2.7963
* | ESOLPVC7D | Solar PV Centralized Generation Class 7 Cost Category D |  | ELCSOL | ELC | 2010 | 30 | 0.35761 | 31.536 | 0.3 | 0 | [8 empty] | 2.9176 |  | 5858.3418 | 3594.3418 | 2501.8902 | 2708.1776 | 2573.8579 | 2439.5381 | 2305.2184 | 2305.2184 | 2305.2184 | 2305.2184 | 2305.2184 | 20.04 | 16.7 | 21.5863 | 21.5863 | 21.5863 | 21.5863 | 21.5863 | 21.5863 | 21.5863 | 21.5863 | 21.5863 | 0.1 | 7.2222 | 7.2222 | 7.2222 | 7.2222 | 0.56608 | 0.56608 | 0.56608 | 0 | 0.61421 | 0.61421 | 0.61421 | 0 | 0.50091 | 0.50091 | 0.50091 | 0 | [120 empty] | 1 | 2.7963
* | ESOLPVC7E | Solar PV Centralized Generation Class 7 Cost Category E |  | ELCSOL | ELC | 2010 | 30 | 0.35761 | 31.536 | 0.3 | 0 | [8 empty] | 3.417 |  | 6188.06 | 3924.06 | 2831.6084 | 3037.8958 | 2903.576 | 2769.2563 | 2634.9365 | 2634.9365 | 2634.9365 | 2634.9365 | 2634.9365 | 20.04 | 16.7 | 21.5863 | 21.5863 | 21.5863 | 21.5863 | 21.5863 | 21.5863 | 21.5863 | 21.5863 | 21.5863 | 0.1 | 7.2222 | 7.2222 | 7.2222 | 7.2222 | 0.56608 | 0.56608 | 0.56608 | 0 | 0.61421 | 0.61421 | 0.61421 | 0 | 0.50091 | 0.50091 | 0.50091 | 0 | [120 empty] | 1 | 2.7963
* | ESOLPVC8A | Solar PV Centralized Generation Class 8 Cost Category A |  | ELCSOL | ELC | 2010 | 30 | 0.35761 | 31.536 | 0.3 | 0 | [8 empty] | 1.9427 |  | 5486.0935 | 3222.0935 | 2129.6419 | 2335.9293 | 2201.6095 | 2067.2898 | 1932.97 | 1932.97 | 1932.97 | 1932.97 | 1932.97 | 20.04 | 16.7 | 21.5863 | 21.5863 | 21.5863 | 21.5863 | 21.5863 | 21.5863 | 21.5863 | 21.5863 | 21.5863 | 0.1 | 7.2222 | 7.2222 | 7.2222 | 7.2222 | 0.61137 | 0.61137 | 0.61137 | 0 | 0.67262 | 0.67262 | 0.67262 | 0 | 0.55806 | 0.55806 | 0.55806 | 0 | [120 empty] | 1 | 2.7963
* | ESOLPVC8B | Solar PV Centralized Generation Class 8 Cost Category B |  | ELCSOL | ELC | 2010 | 30 | 0.35761 | 31.536 | 0.3 | 0 | [8 empty] | 2.1174 |  | 5546.1035 | 3282.1035 | 2189.6519 | 2395.9393 | 2261.6196 | 2127.2998 | 1992.9801 | 1992.9801 | 1992.9801 | 1992.9801 | 1992.9801 | 20.04 | 16.7 | 21.5863 | 21.5863 | 21.5863 | 21.5863 | 21.5863 | 21.5863 | 21.5863 | 21.5863 | 21.5863 | 0.1 | 7.2222 | 7.2222 | 7.2222 | 7.2222 | 0.61137 | 0.61137 | 0.61137 | 0 | 0.67262 | 0.67262 | 0.67262 | 0 | 0.55806 | 0.55806 | 0.55806 | 0 | [120 empty] | 1 | 2.7963
* | ESOLPVC8C | Solar PV Centralized Generation Class 8 Cost Category C |  | ELCSOL | ELC | 2010 | 30 | 0.35761 | 31.536 | 0.3 | 0 | [8 empty] | 2.8564 |  | 5639.5571 | 3375.5571 | 2283.1055 | 2489.3929 | 2355.0731 | 2220.7534 | 2086.4336 | 2086.4336 | 2086.4336 | 2086.4336 | 2086.4336 | 20.04 | 16.7 | 21.5863 | 21.5863 | 21.5863 | 21.5863 | 21.5863 | 21.5863 | 21.5863 | 21.5863 | 21.5863 | 0.1 | 7.2222 | 7.2222 | 7.2222 | 7.2222 | 0.61137 | 0.61137 | 0.61137 | 0 | 0.67262 | 0.67262 | 0.67262 | 0 | 0.55806 | 0.55806 | 0.55806 | 0 | [120 empty] | 1 | 2.7963
* | ESOLPVC8D | Solar PV Centralized Generation Class 8 Cost Category D |  | ELCSOL | ELC | 2010 | 30 | 0.35761 | 31.536 | 0.3 | 0 | [8 empty] | 1.2247 |  | 5760.4183 | 3496.4183 | 2403.9666 | 2610.2541 | 2475.9343 | 2341.6146 | 2207.2948 | 2207.2948 | 2207.2948 | 2207.2948 | 2207.2948 | 20.04 | 16.7 | 21.5863 | 21.5863 | 21.5863 | 21.5863 | 21.5863 | 21.5863 | 21.5863 | 21.5863 | 21.5863 | 0.1 | 7.2222 | 7.2222 | 7.2222 | 7.2222 | 0.61137 | 0.61137 | 0.61137 | 0 | 0.67262 | 0.67262 | 0.67262 | 0 | 0.55806 | 0.55806 | 0.55806 | 0 | [120 empty] | 1 | 2.7963
* | ESOLPVC8E | Solar PV Centralized Generation Class 8 Cost Category E |  | ELCSOL | ELC | 2010 | 30 | 0.35761 | 31.536 | 0.3 | 0 | [8 empty] | 0.39344 |  | 5913.3492 | 3649.3492 | 2556.8976 | 2763.185 | 2628.8652 | 2494.5455 | 2360.2257 | 2360.2257 | 2360.2257 | 2360.2257 | 2360.2257 | 20.04 | 16.7 | 21.5863 | 21.5863 | 21.5863 | 21.5863 | 21.5863 | 21.5863 | 21.5863 | 21.5863 | 21.5863 | 0.1 | 7.2222 | 7.2222 | 7.2222 | 7.2222 | 0.61137 | 0.61137 | 0.61137 | 0 | 0.67262 | 0.67262 | 0.67262 | 0 | 0.55806 | 0.55806 | 0.55806 | 0 | [120 empty] | 1 | 2.7963
* | ESOLPVC9A | Solar PV Centralized Generation Class 9 Cost Category A |  | ELCSOL | ELC | 2010 | 30 | 0.35761 | 31.536 | 0.3 | 0 | [8 empty] | 1.4258 |  | 5553.6299 | 3289.6299 | 2197.1783 | 2403.4657 | 2269.1459 | 2134.8262 | 2000.5064 | 2000.5064 | 2000.5064 | 2000.5064 | 2000.5064 | 20.04 | 16.7 | 21.5863 | 21.5863 | 21.5863 | 21.5863 | 21.5863 | 21.5863 | 21.5863 | 21.5863 | 21.5863 | 0.1 | 7.2222 | 7.2222 | 7.2222 | 7.2222 | 0.65666 | 0.65666 | 0.65666 | 0 | 0.72244 | 0.72244 | 0.72244 | 0 | 0.58704 | 0.58704 | 0.58704 | 0 | [120 empty] | 1 | 2.7963
* | ESOLPVC9B | Solar PV Centralized Generation Class 9 Cost Category B |  | ELCSOL | ELC | 2010 | 30 | 0.35761 | 31.536 | 0.3 | 0 | [8 empty] | 2.1118 |  | 5616.0111 | 3352.0111 | 2259.5595 | 2465.8469 | 2331.5271 | 2197.2074 | 2062.8876 | 2062.8876 | 2062.8876 | 2062.8876 | 2062.8876 | 20.04 | 16.7 | 21.5863 | 21.5863 | 21.5863 | 21.5863 | 21.5863 | 21.5863 | 21.5863 | 21.5863 | 21.5863 | 0.1 | 7.2222 | 7.2222 | 7.2222 | 7.2222 | 0.65666 | 0.65666 | 0.65666 | 0 | 0.72244 | 0.72244 | 0.72244 | 0 | 0.58704 | 0.58704 | 0.58704 | 0 | [120 empty] | 1 | 2.7963
* | ESOLPVC9C | Solar PV Centralized Generation Class 9 Cost Category C |  | ELCSOL | ELC | 2010 | 30 | 0.35761 | 31.536 | 0.3 | 0 | [8 empty] | 1.3409 |  | 5690.8099 | 3426.8099 | 2334.3583 | 2540.6457 | 2406.326 | 2272.0062 | 2137.6864 | 2137.6864 | 2137.6864 | 2137.6864 | 2137.6864 | 20.04 | 16.7 | 21.5863 | 21.5863 | 21.5863 | 21.5863 | 21.5863 | 21.5863 | 21.5863 | 21.5863 | 21.5863 | 0.1 | 7.2222 | 7.2222 | 7.2222 | 7.2222 | 0.65666 | 0.65666 | 0.65666 | 0 | 0.72244 | 0.72244 | 0.72244 | 0 | 0.58704 | 0.58704 | 0.58704 | 0 | [120 empty] | 1 | 2.7963
* | ESOLPVC9D | Solar PV Centralized Generation Class 9 Cost Category D |  | ELCSOL | ELC | 2010 | 30 | 0.35761 | 31.536 | 0.3 | 0 | [8 empty] | 0.5623 |  | 5738.9399 | 3474.9399 | 2382.4883 | 2588.7757 | 2454.456 | 2320.1362 | 2185.8164 | 2185.8164 | 2185.8164 | 2185.8164 | 2185.8164 | 20.04 | 16.7 | 21.5863 | 21.5863 | 21.5863 | 21.5863 | 21.5863 | 21.5863 | 21.5863 | 21.5863 | 21.5863 | 0.1 | 7.2222 | 7.2222 | 7.2222 | 7.2222 | 0.65666 | 0.65666 | 0.65666 | 0 | 0.72244 | 0.72244 | 0.72244 | 0 | 0.58704 | 0.58704 | 0.58704 | 0 | [120 empty] | 1 | 2.7963
* | ESOLPVC9E | Solar PV Centralized Generation Class 9 Cost Category E |  | ELCSOL | ELC | 2010 | 30 | 0.35761 | 31.536 | 0.3 | 0 | [8 empty] | 0.73889 |  | 5836.2724 | 3572.2724 | 2479.8207 | 2686.1082 | 2551.7884 | 2417.4687 | 2283.1489 | 2283.1489 | 2283.1489 | 2283.1489 | 2283.1489 | 20.04 | 16.7 | 21.5863 | 21.5863 | 21.5863 | 21.5863 | 21.5863 | 21.5863 | 21.5863 | 21.5863 | 21.5863 | 0.1 | 7.2222 | 7.2222 | 7.2222 | 7.2222 | 0.65666 | 0.65666 | 0.65666 | 0 | 0.72244 | 0.72244 | 0.72244 | 0 | 0.58704 | 0.58704 | 0.58704 | 0 | [120 empty] | 1 | 2.7963
* Solar Thermal Concentrating Technologies
* | ESOLSTCN1A | Solar Thermal Centralized Generation Class 1 Cost Category A |  | ELCSOL | ELC | 2015 | 30 | 0.35761 | 31.536 | 0.3 | 0 | [8 empty] | 6.6566 |  | 5567.8841 | 3375.8841 | 3192.6925 | 2558.8765 | 3165.5982 | 3092.3029 | 2945.7125 | 2945.7125 | 2945.7125 | 2945.7125 | 2945.7125 | 76.8 | 64 | 58.805 | 58.805 | 58.805 | 58.805 | 58.805 | 58.805 | 58.805 | 58.805 | 58.805 | 0.1 | 47.2222 | 47.2222 | 47.2222 | 47.2222 | [12 empty] | 0.46489 | 0.46489 | 0.46489 | 0.46489 | 0.46489 | 0.46489 | 0.46489 | 0.46489 | 0.46489 | 0.46489 | 0.46489 | 0.46489 | 0.46489 | 0.46489 | 0.46489 | 0.46489 | 0.46489 | 0.46489 | 0.46489 | 0.46489 | 0.46489 | 0.46489 | 0.46489 | 0.46489 | 0.46489 | 0.46489 | 0.46489 | 0.46489 | 0.46489 | 0.46489 | 0.23245 | 0.23245 | 0.23245 | 0.23245 | 0.23245 | 0.23245 | 0.23245 | 0.23245 | 0.23245 | 0.46489 | 0.46489 | 0.46489 | 0.46489 | 0.46489 | 0.46489 | 0.46489 | 0.46489 | 0.46489 | 0.46489 | 0.46489 | 0.46489 | 0.46489 | 0.46489 | 0.46489 | 0.46489 | 0.46489 | 0.46489 | 0.46489 | 0.46489 | 0.46489 | 0.46489 | 0.46489 | 0.46489 | 0.46489 | 0.46489 | 0.46489 | 0.46489 | 0.46489 | 0.46489 | 0.23245 | 0.23245 | 0.23245 | 0.23245 | 0.23245 | 0.23245 | 0.23245 | 0.23245 | 0.23245 | 0.23245 | 0.46489 | 0.46489 | 0.46489 | 0.46489 | 0.46489 | 0.46489 | 0.46489 | 0.46489 | 0.46489 | 0.46489 | 0.46489 | 0.46489 | 0.46489 | 0.46489 | 0.46489 | 0.46489 | 0.46489 | 0.46489 | 0.46489 | 0.46489 | 0.46489 | 0.46489 | 0.46489 | 0.46489 | 0.46489 | 0.46489 | 0.46489 | 0.46489 | 0.46489 | 0.46489 | 0.23245 | 0.23245 | 0.23245 | 0.23245 | 0.23245 | 0.23245 | 0.23245 | 0.23245 | 0.23245 | 0.23245 |  | 1 | 2.7963
* | ESOLSTCN1B | Solar Thermal Centralized Generation Class 1 Cost Category B |  | ELCSOL | ELC | 2015 | 30 | 0.35761 | 31.536 | 0.3 | 0 | [8 empty] | 3.0947 |  | 5743.9606 | 3551.9606 | 3368.7689 | 2734.953 | 3341.6747 | 3268.3794 | 3121.789 | 3121.789 | 3121.789 | 3121.789 | 3121.789 | 76.8 | 64 | 58.805 | 58.805 | 58.805 | 58.805 | 58.805 | 58.805 | 58.805 | 58.805 | 58.805 | 0.1 | 47.2222 | 47.2222 | 47.2222 | 47.2222 | [12 empty] | 0.46489 | 0.46489 | 0.46489 | 0.46489 | 0.46489 | 0.46489 | 0.46489 | 0.46489 | 0.46489 | 0.46489 | 0.46489 | 0.46489 | 0.46489 | 0.46489 | 0.46489 | 0.46489 | 0.46489 | 0.46489 | 0.46489 | 0.46489 | 0.46489 | 0.46489 | 0.46489 | 0.46489 | 0.46489 | 0.46489 | 0.46489 | 0.46489 | 0.46489 | 0.46489 | 0.23245 | 0.23245 | 0.23245 | 0.23245 | 0.23245 | 0.23245 | 0.23245 | 0.23245 | 0.23245 | 0.46489 | 0.46489 | 0.46489 | 0.46489 | 0.46489 | 0.46489 | 0.46489 | 0.46489 | 0.46489 | 0.46489 | 0.46489 | 0.46489 | 0.46489 | 0.46489 | 0.46489 | 0.46489 | 0.46489 | 0.46489 | 0.46489 | 0.46489 | 0.46489 | 0.46489 | 0.46489 | 0.46489 | 0.46489 | 0.46489 | 0.46489 | 0.46489 | 0.46489 | 0.46489 | 0.23245 | 0.23245 | 0.23245 | 0.23245 | 0.23245 | 0.23245 | 0.23245 | 0.23245 | 0.23245 | 0.23245 | 0.46489 | 0.46489 | 0.46489 | 0.46489 | 0.46489 | 0.46489 | 0.46489 | 0.46489 | 0.46489 | 0.46489 | 0.46489 | 0.46489 | 0.46489 | 0.46489 | 0.46489 | 0.46489 | 0.46489 | 0.46489 | 0.46489 | 0.46489 | 0.46489 | 0.46489 | 0.46489 | 0.46489 | 0.46489 | 0.46489 | 0.46489 | 0.46489 | 0.46489 | 0.46489 | 0.23245 | 0.23245 | 0.23245 | 0.23245 | 0.23245 | 0.23245 | 0.23245 | 0.23245 | 0.23245 | 0.23245 |  | 1 | 2.7963
* | ESOLSTCN1C | Solar Thermal Centralized Generation Class 1 Cost Category C |  | ELCSOL | ELC | 2015 | 30 | 0.35761 | 31.536 | 0.3 | 0 | [8 empty] | 5.3091 |  | 5871.8706 | 3679.8706 | 3496.6789 | 2862.863 | 3469.5846 | 3396.2894 | 3249.6989 | 3249.6989 | 3249.6989 | 3249.6989 | 3249.6989 | 76.8 | 64 | 58.805 | 58.805 | 58.805 | 58.805 | 58.805 | 58.805 | 58.805 | 58.805 | 58.805 | 0.1 | 47.2222 | 47.2222 | 47.2222 | 47.2222 | [12 empty] | 0.46489 | 0.46489 | 0.46489 | 0.46489 | 0.46489 | 0.46489 | 0.46489 | 0.46489 | 0.46489 | 0.46489 | 0.46489 | 0.46489 | 0.46489 | 0.46489 | 0.46489 | 0.46489 | 0.46489 | 0.46489 | 0.46489 | 0.46489 | 0.46489 | 0.46489 | 0.46489 | 0.46489 | 0.46489 | 0.46489 | 0.46489 | 0.46489 | 0.46489 | 0.46489 | 0.23245 | 0.23245 | 0.23245 | 0.23245 | 0.23245 | 0.23245 | 0.23245 | 0.23245 | 0.23245 | 0.46489 | 0.46489 | 0.46489 | 0.46489 | 0.46489 | 0.46489 | 0.46489 | 0.46489 | 0.46489 | 0.46489 | 0.46489 | 0.46489 | 0.46489 | 0.46489 | 0.46489 | 0.46489 | 0.46489 | 0.46489 | 0.46489 | 0.46489 | 0.46489 | 0.46489 | 0.46489 | 0.46489 | 0.46489 | 0.46489 | 0.46489 | 0.46489 | 0.46489 | 0.46489 | 0.23245 | 0.23245 | 0.23245 | 0.23245 | 0.23245 | 0.23245 | 0.23245 | 0.23245 | 0.23245 | 0.23245 | 0.46489 | 0.46489 | 0.46489 | 0.46489 | 0.46489 | 0.46489 | 0.46489 | 0.46489 | 0.46489 | 0.46489 | 0.46489 | 0.46489 | 0.46489 | 0.46489 | 0.46489 | 0.46489 | 0.46489 | 0.46489 | 0.46489 | 0.46489 | 0.46489 | 0.46489 | 0.46489 | 0.46489 | 0.46489 | 0.46489 | 0.46489 | 0.46489 | 0.46489 | 0.46489 | 0.23245 | 0.23245 | 0.23245 | 0.23245 | 0.23245 | 0.23245 | 0.23245 | 0.23245 | 0.23245 | 0.23245 |  | 1 | 2.7963
* | ESOLSTCN1D | Solar Thermal Centralized Generation Class 1 Cost Category D |  | ELCSOL | ELC | 2015 | 30 | 0.35761 | 31.536 | 0.3 | 0 | [8 empty] | 11.9124 |  | 6044.4854 | 3852.4854 | 3669.2938 | 3035.4778 | 3642.1995 | 3568.9042 | 3422.3138 | 3422.3138 | 3422.3138 | 3422.3138 | 3422.3138 | 76.8 | 64 | 58.805 | 58.805 | 58.805 | 58.805 | 58.805 | 58.805 | 58.805 | 58.805 | 58.805 | 0.1 | 47.2222 | 47.2222 | 47.2222 | 47.2222 | [12 empty] | 0.46489 | 0.46489 | 0.46489 | 0.46489 | 0.46489 | 0.46489 | 0.46489 | 0.46489 | 0.46489 | 0.46489 | 0.46489 | 0.46489 | 0.46489 | 0.46489 | 0.46489 | 0.46489 | 0.46489 | 0.46489 | 0.46489 | 0.46489 | 0.46489 | 0.46489 | 0.46489 | 0.46489 | 0.46489 | 0.46489 | 0.46489 | 0.46489 | 0.46489 | 0.46489 | 0.23245 | 0.23245 | 0.23245 | 0.23245 | 0.23245 | 0.23245 | 0.23245 | 0.23245 | 0.23245 | 0.46489 | 0.46489 | 0.46489 | 0.46489 | 0.46489 | 0.46489 | 0.46489 | 0.46489 | 0.46489 | 0.46489 | 0.46489 | 0.46489 | 0.46489 | 0.46489 | 0.46489 | 0.46489 | 0.46489 | 0.46489 | 0.46489 | 0.46489 | 0.46489 | 0.46489 | 0.46489 | 0.46489 | 0.46489 | 0.46489 | 0.46489 | 0.46489 | 0.46489 | 0.46489 | 0.23245 | 0.23245 | 0.23245 | 0.23245 | 0.23245 | 0.23245 | 0.23245 | 0.23245 | 0.23245 | 0.23245 | 0.46489 | 0.46489 | 0.46489 | 0.46489 | 0.46489 | 0.46489 | 0.46489 | 0.46489 | 0.46489 | 0.46489 | 0.46489 | 0.46489 | 0.46489 | 0.46489 | 0.46489 | 0.46489 | 0.46489 | 0.46489 | 0.46489 | 0.46489 | 0.46489 | 0.46489 | 0.46489 | 0.46489 | 0.46489 | 0.46489 | 0.46489 | 0.46489 | 0.46489 | 0.46489 | 0.23245 | 0.23245 | 0.23245 | 0.23245 | 0.23245 | 0.23245 | 0.23245 | 0.23245 | 0.23245 | 0.23245 |  | 1 | 2.7963
* | ESOLSTCN1E | Solar Thermal Centralized Generation Class 1 Cost Category E |  | ELCSOL | ELC | 2015 | 30 | 0.35761 | 31.536 | 0.3 | 0 | [8 empty] | 6.0754 |  | 6176.6393 | 3984.6393 | 3801.4477 | 3167.6317 | 3774.3534 | 3701.0581 | 3554.4677 | 3554.4677 | 3554.4677 | 3554.4677 | 3554.4677 | 76.8 | 64 | 58.805 | 58.805 | 58.805 | 58.805 | 58.805 | 58.805 | 58.805 | 58.805 | 58.805 | 0.1 | 47.2222 | 47.2222 | 47.2222 | 47.2222 | [12 empty] | 0.46489 | 0.46489 | 0.46489 | 0.46489 | 0.46489 | 0.46489 | 0.46489 | 0.46489 | 0.46489 | 0.46489 | 0.46489 | 0.46489 | 0.46489 | 0.46489 | 0.46489 | 0.46489 | 0.46489 | 0.46489 | 0.46489 | 0.46489 | 0.46489 | 0.46489 | 0.46489 | 0.46489 | 0.46489 | 0.46489 | 0.46489 | 0.46489 | 0.46489 | 0.46489 | 0.23245 | 0.23245 | 0.23245 | 0.23245 | 0.23245 | 0.23245 | 0.23245 | 0.23245 | 0.23245 | 0.46489 | 0.46489 | 0.46489 | 0.46489 | 0.46489 | 0.46489 | 0.46489 | 0.46489 | 0.46489 | 0.46489 | 0.46489 | 0.46489 | 0.46489 | 0.46489 | 0.46489 | 0.46489 | 0.46489 | 0.46489 | 0.46489 | 0.46489 | 0.46489 | 0.46489 | 0.46489 | 0.46489 | 0.46489 | 0.46489 | 0.46489 | 0.46489 | 0.46489 | 0.46489 | 0.23245 | 0.23245 | 0.23245 | 0.23245 | 0.23245 | 0.23245 | 0.23245 | 0.23245 | 0.23245 | 0.23245 | 0.46489 | 0.46489 | 0.46489 | 0.46489 | 0.46489 | 0.46489 | 0.46489 | 0.46489 | 0.46489 | 0.46489 | 0.46489 | 0.46489 | 0.46489 | 0.46489 | 0.46489 | 0.46489 | 0.46489 | 0.46489 | 0.46489 | 0.46489 | 0.46489 | 0.46489 | 0.46489 | 0.46489 | 0.46489 | 0.46489 | 0.46489 | 0.46489 | 0.46489 | 0.46489 | 0.23245 | 0.23245 | 0.23245 | 0.23245 | 0.23245 | 0.23245 | 0.23245 | 0.23245 | 0.23245 | 0.23245 |  | 1 | 2.7963
* | ESOLSTCN2A | Solar Thermal Centralized Generation Class 2 Cost Category A |  | ELCSOL | ELC | 2015 | 30 | 0.35761 | 31.536 | 0.3 | 0 | [8 empty] | 0.34672 |  | 5811.9578 | 3619.9578 | 3436.7661 | 2802.9502 | 3409.6719 | 3336.3766 | 3189.7862 | 3189.7862 | 3189.7862 | 3189.7862 | 3189.7862 | 76.8 | 64 | 58.805 | 58.805 | 58.805 | 58.805 | 58.805 | 58.805 | 58.805 | 58.805 | 58.805 | 0.1 | 47.2222 | 47.2222 | 47.2222 | 47.2222 | [12 empty] | 0.59353 | 0.59353 | 0.59353 | 0.59353 | 0.59353 | 0.59353 | 0.59353 | 0.59353 | 0.59353 | 0.59353 | 0.59353 | 0.59353 | 0.59353 | 0.59353 | 0.59353 | 0.59353 | 0.59353 | 0.59353 | 0.59353 | 0.59353 | 0.59353 | 0.59353 | 0.59353 | 0.59353 | 0.59353 | 0.59353 | 0.59353 | 0.59353 | 0.59353 | 0.59353 | 0.29677 | 0.29677 | 0.29677 | 0.29677 | 0.29677 | 0.29677 | 0.29677 | 0.29677 | 0.29677 | 0.59353 | 0.59353 | 0.59353 | 0.59353 | 0.59353 | 0.59353 | 0.59353 | 0.59353 | 0.59353 | 0.59353 | 0.59353 | 0.59353 | 0.59353 | 0.59353 | 0.59353 | 0.59353 | 0.59353 | 0.59353 | 0.59353 | 0.59353 | 0.59353 | 0.59353 | 0.59353 | 0.59353 | 0.59353 | 0.59353 | 0.59353 | 0.59353 | 0.59353 | 0.59353 | 0.29677 | 0.29677 | 0.29677 | 0.29677 | 0.29677 | 0.29677 | 0.29677 | 0.29677 | 0.29677 | 0.29677 | 0.59353 | 0.59353 | 0.59353 | 0.59353 | 0.59353 | 0.59353 | 0.59353 | 0.59353 | 0.59353 | 0.59353 | 0.59353 | 0.59353 | 0.59353 | 0.59353 | 0.59353 | 0.59353 | 0.59353 | 0.59353 | 0.59353 | 0.59353 | 0.59353 | 0.59353 | 0.59353 | 0.59353 | 0.59353 | 0.59353 | 0.59353 | 0.59353 | 0.59353 | 0.59353 | 0.29677 | 0.29677 | 0.29677 | 0.29677 | 0.29677 | 0.29677 | 0.29677 | 0.29677 | 0.29677 | 0.29677 |  | 1 | 2.7963
* | ESOLSTCN2B | Solar Thermal Centralized Generation Class 2 Cost Category B |  | ELCSOL | ELC | 2015 | 30 | 0.35761 | 31.536 | 0.3 | 0 | [8 empty] | 0.24948 |  | 5925.2445 | 3733.2445 | 3550.0528 | 2916.2369 | 3522.9586 | 3449.6633 | 3303.0729 | 3303.0729 | 3303.0729 | 3303.0729 | 3303.0729 | 76.8 | 64 | 58.805 | 58.805 | 58.805 | 58.805 | 58.805 | 58.805 | 58.805 | 58.805 | 58.805 | 0.1 | 47.2222 | 47.2222 | 47.2222 | 47.2222 | [12 empty] | 0.59353 | 0.59353 | 0.59353 | 0.59353 | 0.59353 | 0.59353 | 0.59353 | 0.59353 | 0.59353 | 0.59353 | 0.59353 | 0.59353 | 0.59353 | 0.59353 | 0.59353 | 0.59353 | 0.59353 | 0.59353 | 0.59353 | 0.59353 | 0.59353 | 0.59353 | 0.59353 | 0.59353 | 0.59353 | 0.59353 | 0.59353 | 0.59353 | 0.59353 | 0.59353 | 0.29677 | 0.29677 | 0.29677 | 0.29677 | 0.29677 | 0.29677 | 0.29677 | 0.29677 | 0.29677 | 0.59353 | 0.59353 | 0.59353 | 0.59353 | 0.59353 | 0.59353 | 0.59353 | 0.59353 | 0.59353 | 0.59353 | 0.59353 | 0.59353 | 0.59353 | 0.59353 | 0.59353 | 0.59353 | 0.59353 | 0.59353 | 0.59353 | 0.59353 | 0.59353 | 0.59353 | 0.59353 | 0.59353 | 0.59353 | 0.59353 | 0.59353 | 0.59353 | 0.59353 | 0.59353 | 0.29677 | 0.29677 | 0.29677 | 0.29677 | 0.29677 | 0.29677 | 0.29677 | 0.29677 | 0.29677 | 0.29677 | 0.59353 | 0.59353 | 0.59353 | 0.59353 | 0.59353 | 0.59353 | 0.59353 | 0.59353 | 0.59353 | 0.59353 | 0.59353 | 0.59353 | 0.59353 | 0.59353 | 0.59353 | 0.59353 | 0.59353 | 0.59353 | 0.59353 | 0.59353 | 0.59353 | 0.59353 | 0.59353 | 0.59353 | 0.59353 | 0.59353 | 0.59353 | 0.59353 | 0.59353 | 0.59353 | 0.29677 | 0.29677 | 0.29677 | 0.29677 | 0.29677 | 0.29677 | 0.29677 | 0.29677 | 0.29677 | 0.29677 |  | 1 | 2.7963
* | ESOLSTCN2C | Solar Thermal Centralized Generation Class 2 Cost Category C |  | ELCSOL | ELC | 2015 | 30 | 0.35761 | 31.536 | 0.3 | 0 | [8 empty] | 0.21348 |  | 6056.5676 | 3864.5676 | 3681.3759 | 3047.56 | 3654.2816 | 3580.9864 | 3434.3959 | 3434.3959 | 3434.3959 | 3434.3959 | 3434.3959 | 76.8 | 64 | 58.805 | 58.805 | 58.805 | 58.805 | 58.805 | 58.805 | 58.805 | 58.805 | 58.805 | 0.1 | 47.2222 | 47.2222 | 47.2222 | 47.2222 | [12 empty] | 0.59353 | 0.59353 | 0.59353 | 0.59353 | 0.59353 | 0.59353 | 0.59353 | 0.59353 | 0.59353 | 0.59353 | 0.59353 | 0.59353 | 0.59353 | 0.59353 | 0.59353 | 0.59353 | 0.59353 | 0.59353 | 0.59353 | 0.59353 | 0.59353 | 0.59353 | 0.59353 | 0.59353 | 0.59353 | 0.59353 | 0.59353 | 0.59353 | 0.59353 | 0.59353 | 0.29677 | 0.29677 | 0.29677 | 0.29677 | 0.29677 | 0.29677 | 0.29677 | 0.29677 | 0.29677 | 0.59353 | 0.59353 | 0.59353 | 0.59353 | 0.59353 | 0.59353 | 0.59353 | 0.59353 | 0.59353 | 0.59353 | 0.59353 | 0.59353 | 0.59353 | 0.59353 | 0.59353 | 0.59353 | 0.59353 | 0.59353 | 0.59353 | 0.59353 | 0.59353 | 0.59353 | 0.59353 | 0.59353 | 0.59353 | 0.59353 | 0.59353 | 0.59353 | 0.59353 | 0.59353 | 0.29677 | 0.29677 | 0.29677 | 0.29677 | 0.29677 | 0.29677 | 0.29677 | 0.29677 | 0.29677 | 0.29677 | 0.59353 | 0.59353 | 0.59353 | 0.59353 | 0.59353 | 0.59353 | 0.59353 | 0.59353 | 0.59353 | 0.59353 | 0.59353 | 0.59353 | 0.59353 | 0.59353 | 0.59353 | 0.59353 | 0.59353 | 0.59353 | 0.59353 | 0.59353 | 0.59353 | 0.59353 | 0.59353 | 0.59353 | 0.59353 | 0.59353 | 0.59353 | 0.59353 | 0.59353 | 0.59353 | 0.29677 | 0.29677 | 0.29677 | 0.29677 | 0.29677 | 0.29677 | 0.29677 | 0.29677 | 0.29677 | 0.29677 |  | 1 | 2.7963
* | ESOLSTCN2D | Solar Thermal Centralized Generation Class 2 Cost Category D |  | ELCSOL | ELC | 2015 | 30 | 0.35761 | 31.536 | 0.3 | 0 | [8 empty] | 0.22255 |  | 6119.5607 | 3927.5607 | 3744.3691 | 3110.5531 | 3717.2748 | 3643.9795 | 3497.3891 | 3497.3891 | 3497.3891 | 3497.3891 | 3497.3891 | 76.8 | 64 | 58.805 | 58.805 | 58.805 | 58.805 | 58.805 | 58.805 | 58.805 | 58.805 | 58.805 | 0.1 | 47.2222 | 47.2222 | 47.2222 | 47.2222 | [12 empty] | 0.59353 | 0.59353 | 0.59353 | 0.59353 | 0.59353 | 0.59353 | 0.59353 | 0.59353 | 0.59353 | 0.59353 | 0.59353 | 0.59353 | 0.59353 | 0.59353 | 0.59353 | 0.59353 | 0.59353 | 0.59353 | 0.59353 | 0.59353 | 0.59353 | 0.59353 | 0.59353 | 0.59353 | 0.59353 | 0.59353 | 0.59353 | 0.59353 | 0.59353 | 0.59353 | 0.29677 | 0.29677 | 0.29677 | 0.29677 | 0.29677 | 0.29677 | 0.29677 | 0.29677 | 0.29677 | 0.59353 | 0.59353 | 0.59353 | 0.59353 | 0.59353 | 0.59353 | 0.59353 | 0.59353 | 0.59353 | 0.59353 | 0.59353 | 0.59353 | 0.59353 | 0.59353 | 0.59353 | 0.59353 | 0.59353 | 0.59353 | 0.59353 | 0.59353 | 0.59353 | 0.59353 | 0.59353 | 0.59353 | 0.59353 | 0.59353 | 0.59353 | 0.59353 | 0.59353 | 0.59353 | 0.29677 | 0.29677 | 0.29677 | 0.29677 | 0.29677 | 0.29677 | 0.29677 | 0.29677 | 0.29677 | 0.29677 | 0.59353 | 0.59353 | 0.59353 | 0.59353 | 0.59353 | 0.59353 | 0.59353 | 0.59353 | 0.59353 | 0.59353 | 0.59353 | 0.59353 | 0.59353 | 0.59353 | 0.59353 | 0.59353 | 0.59353 | 0.59353 | 0.59353 | 0.59353 | 0.59353 | 0.59353 | 0.59353 | 0.59353 | 0.59353 | 0.59353 | 0.59353 | 0.59353 | 0.59353 | 0.59353 | 0.29677 | 0.29677 | 0.29677 | 0.29677 | 0.29677 | 0.29677 | 0.29677 | 0.29677 | 0.29677 | 0.29677 |  | 1 | 2.7963
* | ESOLSTCN2E | Solar Thermal Centralized Generation Class 2 Cost Category E |  | ELCSOL | ELC | 2015 | 30 | 0.35761 | 31.536 | 0.3 | 0 | [8 empty] | 0.31922 |  | 6156.7745 | 3964.7745 | 3781.5828 | 3147.7669 | 3754.4885 | 3681.1933 | 3534.6028 | 3534.6028 | 3534.6028 | 3534.6028 | 3534.6028 | 76.8 | 64 | 58.805 | 58.805 | 58.805 | 58.805 | 58.805 | 58.805 | 58.805 | 58.805 | 58.805 | 0.1 | 47.2222 | 47.2222 | 47.2222 | 47.2222 | [12 empty] | 0.59353 | 0.59353 | 0.59353 | 0.59353 | 0.59353 | 0.59353 | 0.59353 | 0.59353 | 0.59353 | 0.59353 | 0.59353 | 0.59353 | 0.59353 | 0.59353 | 0.59353 | 0.59353 | 0.59353 | 0.59353 | 0.59353 | 0.59353 | 0.59353 | 0.59353 | 0.59353 | 0.59353 | 0.59353 | 0.59353 | 0.59353 | 0.59353 | 0.59353 | 0.59353 | 0.29677 | 0.29677 | 0.29677 | 0.29677 | 0.29677 | 0.29677 | 0.29677 | 0.29677 | 0.29677 | 0.59353 | 0.59353 | 0.59353 | 0.59353 | 0.59353 | 0.59353 | 0.59353 | 0.59353 | 0.59353 | 0.59353 | 0.59353 | 0.59353 | 0.59353 | 0.59353 | 0.59353 | 0.59353 | 0.59353 | 0.59353 | 0.59353 | 0.59353 | 0.59353 | 0.59353 | 0.59353 | 0.59353 | 0.59353 | 0.59353 | 0.59353 | 0.59353 | 0.59353 | 0.59353 | 0.29677 | 0.29677 | 0.29677 | 0.29677 | 0.29677 | 0.29677 | 0.29677 | 0.29677 | 0.29677 | 0.29677 | 0.59353 | 0.59353 | 0.59353 | 0.59353 | 0.59353 | 0.59353 | 0.59353 | 0.59353 | 0.59353 | 0.59353 | 0.59353 | 0.59353 | 0.59353 | 0.59353 | 0.59353 | 0.59353 | 0.59353 | 0.59353 | 0.59353 | 0.59353 | 0.59353 | 0.59353 | 0.59353 | 0.59353 | 0.59353 | 0.59353 | 0.59353 | 0.59353 | 0.59353 | 0.59353 | 0.29677 | 0.29677 | 0.29677 | 0.29677 | 0.29677 | 0.29677 | 0.29677 | 0.29677 | 0.29677 | 0.29677 |  | 1 | 2.7963
* | ESOLSTCN3A | Solar Thermal Centralized Generation Class 3 Cost Category A |  | ELCSOL | ELC | 2015 | 30 | 0.35761 | 31.536 | 0.3 | 0 | [8 empty] | 0 |  | 5260.8 | 3068.8 | 2885.6083 | 2251.7924 | 2858.514 | 2785.2188 | 2638.6283 | 2638.6283 | 2638.6283 | 2638.6283 | 2638.6283 | 76.8 | 64 | 58.805 | 58.805 | 58.805 | 58.805 | 58.805 | 58.805 | 58.805 | 58.805 | 58.805 | 0.1 | 47.2222 | 47.2222 | 47.2222 | 47.2222 | [12 empty] | 0.65215 | 0.65215 | 0.65215 | 0.65215 | 0.65215 | 0.65215 | 0.65215 | 0.65215 | 0.65215 | 0.65215 | 0.65215 | 0.65215 | 0.65215 | 0.65215 | 0.65215 | 0.65215 | 0.65215 | 0.65215 | 0.65215 | 0.65215 | 0.65215 | 0.65215 | 0.65215 | 0.65215 | 0.65215 | 0.65215 | 0.65215 | 0.65215 | 0.65215 | 0.65215 | 0.32607 | 0.32607 | 0.32607 | 0.32607 | 0.32607 | 0.32607 | 0.32607 | 0.32607 | 0.32607 | 0.65215 | 0.65215 | 0.65215 | 0.65215 | 0.65215 | 0.65215 | 0.65215 | 0.65215 | 0.65215 | 0.65215 | 0.65215 | 0.65215 | 0.65215 | 0.65215 | 0.65215 | 0.65215 | 0.65215 | 0.65215 | 0.65215 | 0.65215 | 0.65215 | 0.65215 | 0.65215 | 0.65215 | 0.65215 | 0.65215 | 0.65215 | 0.65215 | 0.65215 | 0.65215 | 0.32607 | 0.32607 | 0.32607 | 0.32607 | 0.32607 | 0.32607 | 0.32607 | 0.32607 | 0.32607 | 0.32607 | 0.65215 | 0.65215 | 0.65215 | 0.65215 | 0.65215 | 0.65215 | 0.65215 | 0.65215 | 0.65215 | 0.65215 | 0.65215 | 0.65215 | 0.65215 | 0.65215 | 0.65215 | 0.65215 | 0.65215 | 0.65215 | 0.65215 | 0.65215 | 0.65215 | 0.65215 | 0.65215 | 0.65215 | 0.65215 | 0.65215 | 0.65215 | 0.65215 | 0.65215 | 0.65215 | 0.32607 | 0.32607 | 0.32607 | 0.32607 | 0.32607 | 0.32607 | 0.32607 | 0.32607 | 0.32607 | 0.32607 |  | 1 | 2.7963
* | ESOLSTCN3B | Solar Thermal Centralized Generation Class 3 Cost Category B |  | ELCSOL | ELC | 2015 | 30 | 0.35761 | 31.536 | 0.3 | 0 | [8 empty] | 0 |  | 5260.8 | 3068.8 | 2885.6083 | 2251.7924 | 2858.514 | 2785.2188 | 2638.6283 | 2638.6283 | 2638.6283 | 2638.6283 | 2638.6283 | 76.8 | 64 | 58.805 | 58.805 | 58.805 | 58.805 | 58.805 | 58.805 | 58.805 | 58.805 | 58.805 | 0.1 | 47.2222 | 47.2222 | 47.2222 | 47.2222 | [12 empty] | 0.65215 | 0.65215 | 0.65215 | 0.65215 | 0.65215 | 0.65215 | 0.65215 | 0.65215 | 0.65215 | 0.65215 | 0.65215 | 0.65215 | 0.65215 | 0.65215 | 0.65215 | 0.65215 | 0.65215 | 0.65215 | 0.65215 | 0.65215 | 0.65215 | 0.65215 | 0.65215 | 0.65215 | 0.65215 | 0.65215 | 0.65215 | 0.65215 | 0.65215 | 0.65215 | 0.32607 | 0.32607 | 0.32607 | 0.32607 | 0.32607 | 0.32607 | 0.32607 | 0.32607 | 0.32607 | 0.65215 | 0.65215 | 0.65215 | 0.65215 | 0.65215 | 0.65215 | 0.65215 | 0.65215 | 0.65215 | 0.65215 | 0.65215 | 0.65215 | 0.65215 | 0.65215 | 0.65215 | 0.65215 | 0.65215 | 0.65215 | 0.65215 | 0.65215 | 0.65215 | 0.65215 | 0.65215 | 0.65215 | 0.65215 | 0.65215 | 0.65215 | 0.65215 | 0.65215 | 0.65215 | 0.32607 | 0.32607 | 0.32607 | 0.32607 | 0.32607 | 0.32607 | 0.32607 | 0.32607 | 0.32607 | 0.32607 | 0.65215 | 0.65215 | 0.65215 | 0.65215 | 0.65215 | 0.65215 | 0.65215 | 0.65215 | 0.65215 | 0.65215 | 0.65215 | 0.65215 | 0.65215 | 0.65215 | 0.65215 | 0.65215 | 0.65215 | 0.65215 | 0.65215 | 0.65215 | 0.65215 | 0.65215 | 0.65215 | 0.65215 | 0.65215 | 0.65215 | 0.65215 | 0.65215 | 0.65215 | 0.65215 | 0.32607 | 0.32607 | 0.32607 | 0.32607 | 0.32607 | 0.32607 | 0.32607 | 0.32607 | 0.32607 | 0.32607 |  | 1 | 2.7963
* | ESOLSTCN3C | Solar Thermal Centralized Generation Class 3 Cost Category C |  | ELCSOL | ELC | 2015 | 30 | 0.35761 | 31.536 | 0.3 | 0 | [8 empty] | 0 |  | 5260.8 | 3068.8 | 2885.6083 | 2251.7924 | 2858.514 | 2785.2188 | 2638.6283 | 2638.6283 | 2638.6283 | 2638.6283 | 2638.6283 | 76.8 | 64 | 58.805 | 58.805 | 58.805 | 58.805 | 58.805 | 58.805 | 58.805 | 58.805 | 58.805 | 0.1 | 47.2222 | 47.2222 | 47.2222 | 47.2222 | [12 empty] | 0.65215 | 0.65215 | 0.65215 | 0.65215 | 0.65215 | 0.65215 | 0.65215 | 0.65215 | 0.65215 | 0.65215 | 0.65215 | 0.65215 | 0.65215 | 0.65215 | 0.65215 | 0.65215 | 0.65215 | 0.65215 | 0.65215 | 0.65215 | 0.65215 | 0.65215 | 0.65215 | 0.65215 | 0.65215 | 0.65215 | 0.65215 | 0.65215 | 0.65215 | 0.65215 | 0.32607 | 0.32607 | 0.32607 | 0.32607 | 0.32607 | 0.32607 | 0.32607 | 0.32607 | 0.32607 | 0.65215 | 0.65215 | 0.65215 | 0.65215 | 0.65215 | 0.65215 | 0.65215 | 0.65215 | 0.65215 | 0.65215 | 0.65215 | 0.65215 | 0.65215 | 0.65215 | 0.65215 | 0.65215 | 0.65215 | 0.65215 | 0.65215 | 0.65215 | 0.65215 | 0.65215 | 0.65215 | 0.65215 | 0.65215 | 0.65215 | 0.65215 | 0.65215 | 0.65215 | 0.65215 | 0.32607 | 0.32607 | 0.32607 | 0.32607 | 0.32607 | 0.32607 | 0.32607 | 0.32607 | 0.32607 | 0.32607 | 0.65215 | 0.65215 | 0.65215 | 0.65215 | 0.65215 | 0.65215 | 0.65215 | 0.65215 | 0.65215 | 0.65215 | 0.65215 | 0.65215 | 0.65215 | 0.65215 | 0.65215 | 0.65215 | 0.65215 | 0.65215 | 0.65215 | 0.65215 | 0.65215 | 0.65215 | 0.65215 | 0.65215 | 0.65215 | 0.65215 | 0.65215 | 0.65215 | 0.65215 | 0.65215 | 0.32607 | 0.32607 | 0.32607 | 0.32607 | 0.32607 | 0.32607 | 0.32607 | 0.32607 | 0.32607 | 0.32607 |  | 1 | 2.7963
* | ESOLSTCN3D | Solar Thermal Centralized Generation Class 3 Cost Category D |  | ELCSOL | ELC | 2015 | 30 | 0.35761 | 31.536 | 0.3 | 0 | [8 empty] | 0 |  | 5260.8 | 3068.8 | 2885.6083 | 2251.7924 | 2858.514 | 2785.2188 | 2638.6283 | 2638.6283 | 2638.6283 | 2638.6283 | 2638.6283 | 76.8 | 64 | 58.805 | 58.805 | 58.805 | 58.805 | 58.805 | 58.805 | 58.805 | 58.805 | 58.805 | 0.1 | 47.2222 | 47.2222 | 47.2222 | 47.2222 | [12 empty] | 0.65215 | 0.65215 | 0.65215 | 0.65215 | 0.65215 | 0.65215 | 0.65215 | 0.65215 | 0.65215 | 0.65215 | 0.65215 | 0.65215 | 0.65215 | 0.65215 | 0.65215 | 0.65215 | 0.65215 | 0.65215 | 0.65215 | 0.65215 | 0.65215 | 0.65215 | 0.65215 | 0.65215 | 0.65215 | 0.65215 | 0.65215 | 0.65215 | 0.65215 | 0.65215 | 0.32607 | 0.32607 | 0.32607 | 0.32607 | 0.32607 | 0.32607 | 0.32607 | 0.32607 | 0.32607 | 0.65215 | 0.65215 | 0.65215 | 0.65215 | 0.65215 | 0.65215 | 0.65215 | 0.65215 | 0.65215 | 0.65215 | 0.65215 | 0.65215 | 0.65215 | 0.65215 | 0.65215 | 0.65215 | 0.65215 | 0.65215 | 0.65215 | 0.65215 | 0.65215 | 0.65215 | 0.65215 | 0.65215 | 0.65215 | 0.65215 | 0.65215 | 0.65215 | 0.65215 | 0.65215 | 0.32607 | 0.32607 | 0.32607 | 0.32607 | 0.32607 | 0.32607 | 0.32607 | 0.32607 | 0.32607 | 0.32607 | 0.65215 | 0.65215 | 0.65215 | 0.65215 | 0.65215 | 0.65215 | 0.65215 | 0.65215 | 0.65215 | 0.65215 | 0.65215 | 0.65215 | 0.65215 | 0.65215 | 0.65215 | 0.65215 | 0.65215 | 0.65215 | 0.65215 | 0.65215 | 0.65215 | 0.65215 | 0.65215 | 0.65215 | 0.65215 | 0.65215 | 0.65215 | 0.65215 | 0.65215 | 0.65215 | 0.32607 | 0.32607 | 0.32607 | 0.32607 | 0.32607 | 0.32607 | 0.32607 | 0.32607 | 0.32607 | 0.32607 |  | 1 | 2.7963
* | ESOLSTCN3E | Solar Thermal Centralized Generation Class 3 Cost Category E |  | ELCSOL | ELC | 2015 | 30 | 0.35761 | 31.536 | 0.3 | 0 | [8 empty] | 0 |  | 5260.8 | 3068.8 | 2885.6083 | 2251.7924 | 2858.514 | 2785.2188 | 2638.6283 | 2638.6283 | 2638.6283 | 2638.6283 | 2638.6283 | 76.8 | 64 | 58.805 | 58.805 | 58.805 | 58.805 | 58.805 | 58.805 | 58.805 | 58.805 | 58.805 | 0.1 | 47.2222 | 47.2222 | 47.2222 | 47.2222 | [12 empty] | 0.65215 | 0.65215 | 0.65215 | 0.65215 | 0.65215 | 0.65215 | 0.65215 | 0.65215 | 0.65215 | 0.65215 | 0.65215 | 0.65215 | 0.65215 | 0.65215 | 0.65215 | 0.65215 | 0.65215 | 0.65215 | 0.65215 | 0.65215 | 0.65215 | 0.65215 | 0.65215 | 0.65215 | 0.65215 | 0.65215 | 0.65215 | 0.65215 | 0.65215 | 0.65215 | 0.32607 | 0.32607 | 0.32607 | 0.32607 | 0.32607 | 0.32607 | 0.32607 | 0.32607 | 0.32607 | 0.65215 | 0.65215 | 0.65215 | 0.65215 | 0.65215 | 0.65215 | 0.65215 | 0.65215 | 0.65215 | 0.65215 | 0.65215 | 0.65215 | 0.65215 | 0.65215 | 0.65215 | 0.65215 | 0.65215 | 0.65215 | 0.65215 | 0.65215 | 0.65215 | 0.65215 | 0.65215 | 0.65215 | 0.65215 | 0.65215 | 0.65215 | 0.65215 | 0.65215 | 0.65215 | 0.32607 | 0.32607 | 0.32607 | 0.32607 | 0.32607 | 0.32607 | 0.32607 | 0.32607 | 0.32607 | 0.32607 | 0.65215 | 0.65215 | 0.65215 | 0.65215 | 0.65215 | 0.65215 | 0.65215 | 0.65215 | 0.65215 | 0.65215 | 0.65215 | 0.65215 | 0.65215 | 0.65215 | 0.65215 | 0.65215 | 0.65215 | 0.65215 | 0.65215 | 0.65215 | 0.65215 | 0.65215 | 0.65215 | 0.65215 | 0.65215 | 0.65215 | 0.65215 | 0.65215 | 0.65215 | 0.65215 | 0.32607 | 0.32607 | 0.32607 | 0.32607 | 0.32607 | 0.32607 | 0.32607 | 0.32607 | 0.32607 | 0.32607 |  | 1 | 2.7963
* | ESOLSTCN4A | Solar Thermal Centralized Generation Class 4 Cost Category A |  | ELCSOL | ELC | 2015 | 30 | 0.35761 | 31.536 | 0.3 | 0 | [8 empty] | 0 |  | 5260.8 | 3068.8 | 2885.6083 | 2251.7924 | 2858.514 | 2785.2188 | 2638.6283 | 2638.6283 | 2638.6283 | 2638.6283 | 2638.6283 | 76.8 | 64 | 58.805 | 58.805 | 58.805 | 58.805 | 58.805 | 58.805 | 58.805 | 58.805 | 58.805 | 0.1 | 47.2222 | 47.2222 | 47.2222 | 47.2222 | [12 empty] | 0.68165 | 0.68165 | 0.68165 | 0.68165 | 0.68165 | 0.68165 | 0.68165 | 0.68165 | 0.68165 | 0.68165 | 0.68165 | 0.68165 | 0.68165 | 0.68165 | 0.68165 | 0.68165 | 0.68165 | 0.68165 | 0.68165 | 0.68165 | 0.68165 | 0.68165 | 0.68165 | 0.68165 | 0.68165 | 0.68165 | 0.68165 | 0.68165 | 0.68165 | 0.68165 | 0.34082 | 0.34082 | 0.34082 | 0.34082 | 0.34082 | 0.34082 | 0.34082 | 0.34082 | 0.34082 | 0.68165 | 0.68165 | 0.68165 | 0.68165 | 0.68165 | 0.68165 | 0.68165 | 0.68165 | 0.68165 | 0.68165 | 0.68165 | 0.68165 | 0.68165 | 0.68165 | 0.68165 | 0.68165 | 0.68165 | 0.68165 | 0.68165 | 0.68165 | 0.68165 | 0.68165 | 0.68165 | 0.68165 | 0.68165 | 0.68165 | 0.68165 | 0.68165 | 0.68165 | 0.68165 | 0.34082 | 0.34082 | 0.34082 | 0.34082 | 0.34082 | 0.34082 | 0.34082 | 0.34082 | 0.34082 | 0.34082 | 0.68165 | 0.68165 | 0.68165 | 0.68165 | 0.68165 | 0.68165 | 0.68165 | 0.68165 | 0.68165 | 0.68165 | 0.68165 | 0.68165 | 0.68165 | 0.68165 | 0.68165 | 0.68165 | 0.68165 | 0.68165 | 0.68165 | 0.68165 | 0.68165 | 0.68165 | 0.68165 | 0.68165 | 0.68165 | 0.68165 | 0.68165 | 0.68165 | 0.68165 | 0.68165 | 0.34082 | 0.34082 | 0.34082 | 0.34082 | 0.34082 | 0.34082 | 0.34082 | 0.34082 | 0.34082 | 0.34082 |  | 1 | 2.7963
* | ESOLSTCN4B | Solar Thermal Centralized Generation Class 4 Cost Category B |  | ELCSOL | ELC | 2015 | 30 | 0.35761 | 31.536 | 0.3 | 0 | [8 empty] | 0 |  | 5260.8 | 3068.8 | 2885.6083 | 2251.7924 | 2858.514 | 2785.2188 | 2638.6283 | 2638.6283 | 2638.6283 | 2638.6283 | 2638.6283 | 76.8 | 64 | 58.805 | 58.805 | 58.805 | 58.805 | 58.805 | 58.805 | 58.805 | 58.805 | 58.805 | 0.1 | 47.2222 | 47.2222 | 47.2222 | 47.2222 | [12 empty] | 0.68165 | 0.68165 | 0.68165 | 0.68165 | 0.68165 | 0.68165 | 0.68165 | 0.68165 | 0.68165 | 0.68165 | 0.68165 | 0.68165 | 0.68165 | 0.68165 | 0.68165 | 0.68165 | 0.68165 | 0.68165 | 0.68165 | 0.68165 | 0.68165 | 0.68165 | 0.68165 | 0.68165 | 0.68165 | 0.68165 | 0.68165 | 0.68165 | 0.68165 | 0.68165 | 0.34082 | 0.34082 | 0.34082 | 0.34082 | 0.34082 | 0.34082 | 0.34082 | 0.34082 | 0.34082 | 0.68165 | 0.68165 | 0.68165 | 0.68165 | 0.68165 | 0.68165 | 0.68165 | 0.68165 | 0.68165 | 0.68165 | 0.68165 | 0.68165 | 0.68165 | 0.68165 | 0.68165 | 0.68165 | 0.68165 | 0.68165 | 0.68165 | 0.68165 | 0.68165 | 0.68165 | 0.68165 | 0.68165 | 0.68165 | 0.68165 | 0.68165 | 0.68165 | 0.68165 | 0.68165 | 0.34082 | 0.34082 | 0.34082 | 0.34082 | 0.34082 | 0.34082 | 0.34082 | 0.34082 | 0.34082 | 0.34082 | 0.68165 | 0.68165 | 0.68165 | 0.68165 | 0.68165 | 0.68165 | 0.68165 | 0.68165 | 0.68165 | 0.68165 | 0.68165 | 0.68165 | 0.68165 | 0.68165 | 0.68165 | 0.68165 | 0.68165 | 0.68165 | 0.68165 | 0.68165 | 0.68165 | 0.68165 | 0.68165 | 0.68165 | 0.68165 | 0.68165 | 0.68165 | 0.68165 | 0.68165 | 0.68165 | 0.34082 | 0.34082 | 0.34082 | 0.34082 | 0.34082 | 0.34082 | 0.34082 | 0.34082 | 0.34082 | 0.34082 |  | 1 | 2.7963
* | ESOLSTCN4C | Solar Thermal Centralized Generation Class 4 Cost Category C |  | ELCSOL | ELC | 2015 | 30 | 0.35761 | 31.536 | 0.3 | 0 | [8 empty] | 0 |  | 5260.8 | 3068.8 | 2885.6083 | 2251.7924 | 2858.514 | 2785.2188 | 2638.6283 | 2638.6283 | 2638.6283 | 2638.6283 | 2638.6283 | 76.8 | 64 | 58.805 | 58.805 | 58.805 | 58.805 | 58.805 | 58.805 | 58.805 | 58.805 | 58.805 | 0.1 | 47.2222 | 47.2222 | 47.2222 | 47.2222 | [12 empty] | 0.68165 | 0.68165 | 0.68165 | 0.68165 | 0.68165 | 0.68165 | 0.68165 | 0.68165 | 0.68165 | 0.68165 | 0.68165 | 0.68165 | 0.68165 | 0.68165 | 0.68165 | 0.68165 | 0.68165 | 0.68165 | 0.68165 | 0.68165 | 0.68165 | 0.68165 | 0.68165 | 0.68165 | 0.68165 | 0.68165 | 0.68165 | 0.68165 | 0.68165 | 0.68165 | 0.34082 | 0.34082 | 0.34082 | 0.34082 | 0.34082 | 0.34082 | 0.34082 | 0.34082 | 0.34082 | 0.68165 | 0.68165 | 0.68165 | 0.68165 | 0.68165 | 0.68165 | 0.68165 | 0.68165 | 0.68165 | 0.68165 | 0.68165 | 0.68165 | 0.68165 | 0.68165 | 0.68165 | 0.68165 | 0.68165 | 0.68165 | 0.68165 | 0.68165 | 0.68165 | 0.68165 | 0.68165 | 0.68165 | 0.68165 | 0.68165 | 0.68165 | 0.68165 | 0.68165 | 0.68165 | 0.34082 | 0.34082 | 0.34082 | 0.34082 | 0.34082 | 0.34082 | 0.34082 | 0.34082 | 0.34082 | 0.34082 | 0.68165 | 0.68165 | 0.68165 | 0.68165 | 0.68165 | 0.68165 | 0.68165 | 0.68165 | 0.68165 | 0.68165 | 0.68165 | 0.68165 | 0.68165 | 0.68165 | 0.68165 | 0.68165 | 0.68165 | 0.68165 | 0.68165 | 0.68165 | 0.68165 | 0.68165 | 0.68165 | 0.68165 | 0.68165 | 0.68165 | 0.68165 | 0.68165 | 0.68165 | 0.68165 | 0.34082 | 0.34082 | 0.34082 | 0.34082 | 0.34082 | 0.34082 | 0.34082 | 0.34082 | 0.34082 | 0.34082 |  | 1 | 2.7963
* | ESOLSTCN4D | Solar Thermal Centralized Generation Class 4 Cost Category D |  | ELCSOL | ELC | 2015 | 30 | 0.35761 | 31.536 | 0.3 | 0 | [8 empty] | 0 |  | 5260.8 | 3068.8 | 2885.6083 | 2251.7924 | 2858.514 | 2785.2188 | 2638.6283 | 2638.6283 | 2638.6283 | 2638.6283 | 2638.6283 | 76.8 | 64 | 58.805 | 58.805 | 58.805 | 58.805 | 58.805 | 58.805 | 58.805 | 58.805 | 58.805 | 0.1 | 47.2222 | 47.2222 | 47.2222 | 47.2222 | [12 empty] | 0.68165 | 0.68165 | 0.68165 | 0.68165 | 0.68165 | 0.68165 | 0.68165 | 0.68165 | 0.68165 | 0.68165 | 0.68165 | 0.68165 | 0.68165 | 0.68165 | 0.68165 | 0.68165 | 0.68165 | 0.68165 | 0.68165 | 0.68165 | 0.68165 | 0.68165 | 0.68165 | 0.68165 | 0.68165 | 0.68165 | 0.68165 | 0.68165 | 0.68165 | 0.68165 | 0.34082 | 0.34082 | 0.34082 | 0.34082 | 0.34082 | 0.34082 | 0.34082 | 0.34082 | 0.34082 | 0.68165 | 0.68165 | 0.68165 | 0.68165 | 0.68165 | 0.68165 | 0.68165 | 0.68165 | 0.68165 | 0.68165 | 0.68165 | 0.68165 | 0.68165 | 0.68165 | 0.68165 | 0.68165 | 0.68165 | 0.68165 | 0.68165 | 0.68165 | 0.68165 | 0.68165 | 0.68165 | 0.68165 | 0.68165 | 0.68165 | 0.68165 | 0.68165 | 0.68165 | 0.68165 | 0.34082 | 0.34082 | 0.34082 | 0.34082 | 0.34082 | 0.34082 | 0.34082 | 0.34082 | 0.34082 | 0.34082 | 0.68165 | 0.68165 | 0.68165 | 0.68165 | 0.68165 | 0.68165 | 0.68165 | 0.68165 | 0.68165 | 0.68165 | 0.68165 | 0.68165 | 0.68165 | 0.68165 | 0.68165 | 0.68165 | 0.68165 | 0.68165 | 0.68165 | 0.68165 | 0.68165 | 0.68165 | 0.68165 | 0.68165 | 0.68165 | 0.68165 | 0.68165 | 0.68165 | 0.68165 | 0.68165 | 0.34082 | 0.34082 | 0.34082 | 0.34082 | 0.34082 | 0.34082 | 0.34082 | 0.34082 | 0.34082 | 0.34082 |  | 1 | 2.7963
* | ESOLSTCN4E | Solar Thermal Centralized Generation Class 4 Cost Category E |  | ELCSOL | ELC | 2015 | 30 | 0.35761 | 31.536 | 0.3 | 0 | [8 empty] | 0 |  | 5260.8 | 3068.8 | 2885.6083 | 2251.7924 | 2858.514 | 2785.2188 | 2638.6283 | 2638.6283 | 2638.6283 | 2638.6283 | 2638.6283 | 76.8 | 64 | 58.805 | 58.805 | 58.805 | 58.805 | 58.805 | 58.805 | 58.805 | 58.805 | 58.805 | 0.1 | 47.2222 | 47.2222 | 47.2222 | 47.2222 | [12 empty] | 0.68165 | 0.68165 | 0.68165 | 0.68165 | 0.68165 | 0.68165 | 0.68165 | 0.68165 | 0.68165 | 0.68165 | 0.68165 | 0.68165 | 0.68165 | 0.68165 | 0.68165 | 0.68165 | 0.68165 | 0.68165 | 0.68165 | 0.68165 | 0.68165 | 0.68165 | 0.68165 | 0.68165 | 0.68165 | 0.68165 | 0.68165 | 0.68165 | 0.68165 | 0.68165 | 0.34082 | 0.34082 | 0.34082 | 0.34082 | 0.34082 | 0.34082 | 0.34082 | 0.34082 | 0.34082 | 0.68165 | 0.68165 | 0.68165 | 0.68165 | 0.68165 | 0.68165 | 0.68165 | 0.68165 | 0.68165 | 0.68165 | 0.68165 | 0.68165 | 0.68165 | 0.68165 | 0.68165 | 0.68165 | 0.68165 | 0.68165 | 0.68165 | 0.68165 | 0.68165 | 0.68165 | 0.68165 | 0.68165 | 0.68165 | 0.68165 | 0.68165 | 0.68165 | 0.68165 | 0.68165 | 0.34082 | 0.34082 | 0.34082 | 0.34082 | 0.34082 | 0.34082 | 0.34082 | 0.34082 | 0.34082 | 0.34082 | 0.68165 | 0.68165 | 0.68165 | 0.68165 | 0.68165 | 0.68165 | 0.68165 | 0.68165 | 0.68165 | 0.68165 | 0.68165 | 0.68165 | 0.68165 | 0.68165 | 0.68165 | 0.68165 | 0.68165 | 0.68165 | 0.68165 | 0.68165 | 0.68165 | 0.68165 | 0.68165 | 0.68165 | 0.68165 | 0.68165 | 0.68165 | 0.68165 | 0.68165 | 0.68165 | 0.34082 | 0.34082 | 0.34082 | 0.34082 | 0.34082 | 0.34082 | 0.34082 | 0.34082 | 0.34082 | 0.34082 |  | 1 | 2.7963
* | ESOLSTCN5A | Solar Thermal Centralized Generation Class 5 Cost Category A |  | ELCSOL | ELC | 2015 | 30 | 0.35761 | 31.536 | 0.3 | 0 | [8 empty] | 0 |  | 5260.8 | 3068.8 | 2885.6083 | 2251.7924 | 2858.514 | 2785.2188 | 2638.6283 | 2638.6283 | 2638.6283 | 2638.6283 | 2638.6283 | 76.8 | 64 | 58.805 | 58.805 | 58.805 | 58.805 | 58.805 | 58.805 | 58.805 | 58.805 | 58.805 | 0.1 | 47.2222 | 47.2222 | 47.2222 | 47.2222 | [12 empty] | 0.70918 | 0.70918 | 0.70918 | 0.70918 | 0.70918 | 0.70918 | 0.70918 | 0.70918 | 0.70918 | 0.70918 | 0.70918 | 0.70918 | 0.70918 | 0.70918 | 0.70918 | 0.70918 | 0.70918 | 0.70918 | 0.70918 | 0.70918 | 0.70918 | 0.70918 | 0.70918 | 0.70918 | 0.70918 | 0.70918 | 0.70918 | 0.70918 | 0.70918 | 0.70918 | 0.35459 | 0.35459 | 0.35459 | 0.35459 | 0.35459 | 0.35459 | 0.35459 | 0.35459 | 0.35459 | 0.70918 | 0.70918 | 0.70918 | 0.70918 | 0.70918 | 0.70918 | 0.70918 | 0.70918 | 0.70918 | 0.70918 | 0.70918 | 0.70918 | 0.70918 | 0.70918 | 0.70918 | 0.70918 | 0.70918 | 0.70918 | 0.70918 | 0.70918 | 0.70918 | 0.70918 | 0.70918 | 0.70918 | 0.70918 | 0.70918 | 0.70918 | 0.70918 | 0.70918 | 0.70918 | 0.35459 | 0.35459 | 0.35459 | 0.35459 | 0.35459 | 0.35459 | 0.35459 | 0.35459 | 0.35459 | 0.35459 | 0.70918 | 0.70918 | 0.70918 | 0.70918 | 0.70918 | 0.70918 | 0.70918 | 0.70918 | 0.70918 | 0.70918 | 0.70918 | 0.70918 | 0.70918 | 0.70918 | 0.70918 | 0.70918 | 0.70918 | 0.70918 | 0.70918 | 0.70918 | 0.70918 | 0.70918 | 0.70918 | 0.70918 | 0.70918 | 0.70918 | 0.70918 | 0.70918 | 0.70918 | 0.70918 | 0.35459 | 0.35459 | 0.35459 | 0.35459 | 0.35459 | 0.35459 | 0.35459 | 0.35459 | 0.35459 | 0.35459 |  | 1 | 2.7963
* | ESOLSTCN5B | Solar Thermal Centralized Generation Class 5 Cost Category B |  | ELCSOL | ELC | 2015 | 30 | 0.35761 | 31.536 | 0.3 | 0 | [8 empty] | 0 |  | 5260.8 | 3068.8 | 2885.6083 | 2251.7924 | 2858.514 | 2785.2188 | 2638.6283 | 2638.6283 | 2638.6283 | 2638.6283 | 2638.6283 | 76.8 | 64 | 58.805 | 58.805 | 58.805 | 58.805 | 58.805 | 58.805 | 58.805 | 58.805 | 58.805 | 0.1 | 47.2222 | 47.2222 | 47.2222 | 47.2222 | [12 empty] | 0.70918 | 0.70918 | 0.70918 | 0.70918 | 0.70918 | 0.70918 | 0.70918 | 0.70918 | 0.70918 | 0.70918 | 0.70918 | 0.70918 | 0.70918 | 0.70918 | 0.70918 | 0.70918 | 0.70918 | 0.70918 | 0.70918 | 0.70918 | 0.70918 | 0.70918 | 0.70918 | 0.70918 | 0.70918 | 0.70918 | 0.70918 | 0.70918 | 0.70918 | 0.70918 | 0.35459 | 0.35459 | 0.35459 | 0.35459 | 0.35459 | 0.35459 | 0.35459 | 0.35459 | 0.35459 | 0.70918 | 0.70918 | 0.70918 | 0.70918 | 0.70918 | 0.70918 | 0.70918 | 0.70918 | 0.70918 | 0.70918 | 0.70918 | 0.70918 | 0.70918 | 0.70918 | 0.70918 | 0.70918 | 0.70918 | 0.70918 | 0.70918 | 0.70918 | 0.70918 | 0.70918 | 0.70918 | 0.70918 | 0.70918 | 0.70918 | 0.70918 | 0.70918 | 0.70918 | 0.70918 | 0.35459 | 0.35459 | 0.35459 | 0.35459 | 0.35459 | 0.35459 | 0.35459 | 0.35459 | 0.35459 | 0.35459 | 0.70918 | 0.70918 | 0.70918 | 0.70918 | 0.70918 | 0.70918 | 0.70918 | 0.70918 | 0.70918 | 0.70918 | 0.70918 | 0.70918 | 0.70918 | 0.70918 | 0.70918 | 0.70918 | 0.70918 | 0.70918 | 0.70918 | 0.70918 | 0.70918 | 0.70918 | 0.70918 | 0.70918 | 0.70918 | 0.70918 | 0.70918 | 0.70918 | 0.70918 | 0.70918 | 0.35459 | 0.35459 | 0.35459 | 0.35459 | 0.35459 | 0.35459 | 0.35459 | 0.35459 | 0.35459 | 0.35459 |  | 1 | 2.7963
* | ESOLSTCN5C | Solar Thermal Centralized Generation Class 5 Cost Category C |  | ELCSOL | ELC | 2015 | 30 | 0.35761 | 31.536 | 0.3 | 0 | [8 empty] | 0 |  | 5260.8 | 3068.8 | 2885.6083 | 2251.7924 | 2858.514 | 2785.2188 | 2638.6283 | 2638.6283 | 2638.6283 | 2638.6283 | 2638.6283 | 76.8 | 64 | 58.805 | 58.805 | 58.805 | 58.805 | 58.805 | 58.805 | 58.805 | 58.805 | 58.805 | 0.1 | 47.2222 | 47.2222 | 47.2222 | 47.2222 | [12 empty] | 0.70918 | 0.70918 | 0.70918 | 0.70918 | 0.70918 | 0.70918 | 0.70918 | 0.70918 | 0.70918 | 0.70918 | 0.70918 | 0.70918 | 0.70918 | 0.70918 | 0.70918 | 0.70918 | 0.70918 | 0.70918 | 0.70918 | 0.70918 | 0.70918 | 0.70918 | 0.70918 | 0.70918 | 0.70918 | 0.70918 | 0.70918 | 0.70918 | 0.70918 | 0.70918 | 0.35459 | 0.35459 | 0.35459 | 0.35459 | 0.35459 | 0.35459 | 0.35459 | 0.35459 | 0.35459 | 0.70918 | 0.70918 | 0.70918 | 0.70918 | 0.70918 | 0.70918 | 0.70918 | 0.70918 | 0.70918 | 0.70918 | 0.70918 | 0.70918 | 0.70918 | 0.70918 | 0.70918 | 0.70918 | 0.70918 | 0.70918 | 0.70918 | 0.70918 | 0.70918 | 0.70918 | 0.70918 | 0.70918 | 0.70918 | 0.70918 | 0.70918 | 0.70918 | 0.70918 | 0.70918 | 0.35459 | 0.35459 | 0.35459 | 0.35459 | 0.35459 | 0.35459 | 0.35459 | 0.35459 | 0.35459 | 0.35459 | 0.70918 | 0.70918 | 0.70918 | 0.70918 | 0.70918 | 0.70918 | 0.70918 | 0.70918 | 0.70918 | 0.70918 | 0.70918 | 0.70918 | 0.70918 | 0.70918 | 0.70918 | 0.70918 | 0.70918 | 0.70918 | 0.70918 | 0.70918 | 0.70918 | 0.70918 | 0.70918 | 0.70918 | 0.70918 | 0.70918 | 0.70918 | 0.70918 | 0.70918 | 0.70918 | 0.35459 | 0.35459 | 0.35459 | 0.35459 | 0.35459 | 0.35459 | 0.35459 | 0.35459 | 0.35459 | 0.35459 |  | 1 | 2.7963
* | ESOLSTCN5D | Solar Thermal Centralized Generation Class 5 Cost Category D |  | ELCSOL | ELC | 2015 | 30 | 0.35761 | 31.536 | 0.3 | 0 | [8 empty] | 0 |  | 5260.8 | 3068.8 | 2885.6083 | 2251.7924 | 2858.514 | 2785.2188 | 2638.6283 | 2638.6283 | 2638.6283 | 2638.6283 | 2638.6283 | 76.8 | 64 | 58.805 | 58.805 | 58.805 | 58.805 | 58.805 | 58.805 | 58.805 | 58.805 | 58.805 | 0.1 | 47.2222 | 47.2222 | 47.2222 | 47.2222 | [12 empty] | 0.70918 | 0.70918 | 0.70918 | 0.70918 | 0.70918 | 0.70918 | 0.70918 | 0.70918 | 0.70918 | 0.70918 | 0.70918 | 0.70918 | 0.70918 | 0.70918 | 0.70918 | 0.70918 | 0.70918 | 0.70918 | 0.70918 | 0.70918 | 0.70918 | 0.70918 | 0.70918 | 0.70918 | 0.70918 | 0.70918 | 0.70918 | 0.70918 | 0.70918 | 0.70918 | 0.35459 | 0.35459 | 0.35459 | 0.35459 | 0.35459 | 0.35459 | 0.35459 | 0.35459 | 0.35459 | 0.70918 | 0.70918 | 0.70918 | 0.70918 | 0.70918 | 0.70918 | 0.70918 | 0.70918 | 0.70918 | 0.70918 | 0.70918 | 0.70918 | 0.70918 | 0.70918 | 0.70918 | 0.70918 | 0.70918 | 0.70918 | 0.70918 | 0.70918 | 0.70918 | 0.70918 | 0.70918 | 0.70918 | 0.70918 | 0.70918 | 0.70918 | 0.70918 | 0.70918 | 0.70918 | 0.35459 | 0.35459 | 0.35459 | 0.35459 | 0.35459 | 0.35459 | 0.35459 | 0.35459 | 0.35459 | 0.35459 | 0.70918 | 0.70918 | 0.70918 | 0.70918 | 0.70918 | 0.70918 | 0.70918 | 0.70918 | 0.70918 | 0.70918 | 0.70918 | 0.70918 | 0.70918 | 0.70918 | 0.70918 | 0.70918 | 0.70918 | 0.70918 | 0.70918 | 0.70918 | 0.70918 | 0.70918 | 0.70918 | 0.70918 | 0.70918 | 0.70918 | 0.70918 | 0.70918 | 0.70918 | 0.70918 | 0.35459 | 0.35459 | 0.35459 | 0.35459 | 0.35459 | 0.35459 | 0.35459 | 0.35459 | 0.35459 | 0.35459 |  | 1 | 2.7963
* | ESOLSTCN5E | Solar Thermal Centralized Generation Class 5 Cost Category E |  | ELCSOL | ELC | 2015 | 30 | 0.35761 | 31.536 | 0.3 | 0 | [8 empty] | 0 |  | 5260.8 | 3068.8 | 2885.6083 | 2251.7924 | 2858.514 | 2785.2188 | 2638.6283 | 2638.6283 | 2638.6283 | 2638.6283 | 2638.6283 | 76.8 | 64 | 58.805 | 58.805 | 58.805 | 58.805 | 58.805 | 58.805 | 58.805 | 58.805 | 58.805 | 0.1 | 47.2222 | 47.2222 | 47.2222 | 47.2222 | [12 empty] | 0.70918 | 0.70918 | 0.70918 | 0.70918 | 0.70918 | 0.70918 | 0.70918 | 0.70918 | 0.70918 | 0.70918 | 0.70918 | 0.70918 | 0.70918 | 0.70918 | 0.70918 | 0.70918 | 0.70918 | 0.70918 | 0.70918 | 0.70918 | 0.70918 | 0.70918 | 0.70918 | 0.70918 | 0.70918 | 0.70918 | 0.70918 | 0.70918 | 0.70918 | 0.70918 | 0.35459 | 0.35459 | 0.35459 | 0.35459 | 0.35459 | 0.35459 | 0.35459 | 0.35459 | 0.35459 | 0.70918 | 0.70918 | 0.70918 | 0.70918 | 0.70918 | 0.70918 | 0.70918 | 0.70918 | 0.70918 | 0.70918 | 0.70918 | 0.70918 | 0.70918 | 0.70918 | 0.70918 | 0.70918 | 0.70918 | 0.70918 | 0.70918 | 0.70918 | 0.70918 | 0.70918 | 0.70918 | 0.70918 | 0.70918 | 0.70918 | 0.70918 | 0.70918 | 0.70918 | 0.70918 | 0.35459 | 0.35459 | 0.35459 | 0.35459 | 0.35459 | 0.35459 | 0.35459 | 0.35459 | 0.35459 | 0.35459 | 0.70918 | 0.70918 | 0.70918 | 0.70918 | 0.70918 | 0.70918 | 0.70918 | 0.70918 | 0.70918 | 0.70918 | 0.70918 | 0.70918 | 0.70918 | 0.70918 | 0.70918 | 0.70918 | 0.70918 | 0.70918 | 0.70918 | 0.70918 | 0.70918 | 0.70918 | 0.70918 | 0.70918 | 0.70918 | 0.70918 | 0.70918 | 0.70918 | 0.70918 | 0.70918 | 0.35459 | 0.35459 | 0.35459 | 0.35459 | 0.35459 | 0.35459 | 0.35459 | 0.35459 | 0.35459 | 0.35459 |  | 1 | 2.7963
* | ESOLSTCN1A | Solar Thermal Centralized Generation Class 1 Cost Category A |  | ELCSOL | ELC | 2015 | 30 | 0.35761 | 31.536 | 0.3 | 0 | [8 empty] | 7.3296 |  | 5298.9097 | 3106.9097 | 2923.718 | 2289.9021 | 2896.6237 | 2823.3285 | 2676.738 | 2676.738 | 2676.738 | 2676.738 | 2676.738 | 76.8 | 64 | 58.805 | 58.805 | 58.805 | 58.805 | 58.805 | 58.805 | 58.805 | 58.805 | 58.805 | 0.1 | 47.2222 | 47.2222 | 47.2222 | 47.2222 | [12 empty] | 0.46489 | 0.46489 | 0.46489 | 0.46489 | 0.46489 | 0.46489 | 0.46489 | 0.46489 | 0.46489 | 0.46489 | 0.46489 | 0.46489 | 0.46489 | 0.46489 | 0.46489 | 0.46489 | 0.46489 | 0.46489 | 0.46489 | 0.46489 | 0.46489 | 0.46489 | 0.46489 | 0.46489 | 0.46489 | 0.46489 | 0.46489 | 0.46489 | 0.46489 | 0.46489 | 0.23245 | 0.23245 | 0.23245 | 0.23245 | 0.23245 | 0.23245 | 0.23245 | 0.23245 | 0.23245 | 0.46489 | 0.46489 | 0.46489 | 0.46489 | 0.46489 | 0.46489 | 0.46489 | 0.46489 | 0.46489 | 0.46489 | 0.46489 | 0.46489 | 0.46489 | 0.46489 | 0.46489 | 0.46489 | 0.46489 | 0.46489 | 0.46489 | 0.46489 | 0.46489 | 0.46489 | 0.46489 | 0.46489 | 0.46489 | 0.46489 | 0.46489 | 0.46489 | 0.46489 | 0.46489 | 0.23245 | 0.23245 | 0.23245 | 0.23245 | 0.23245 | 0.23245 | 0.23245 | 0.23245 | 0.23245 | 0.23245 | 0.46489 | 0.46489 | 0.46489 | 0.46489 | 0.46489 | 0.46489 | 0.46489 | 0.46489 | 0.46489 | 0.46489 | 0.46489 | 0.46489 | 0.46489 | 0.46489 | 0.46489 | 0.46489 | 0.46489 | 0.46489 | 0.46489 | 0.46489 | 0.46489 | 0.46489 | 0.46489 | 0.46489 | 0.46489 | 0.46489 | 0.46489 | 0.46489 | 0.46489 | 0.46489 | 0.23245 | 0.23245 | 0.23245 | 0.23245 | 0.23245 | 0.23245 | 0.23245 | 0.23245 | 0.23245 | 0.23245 |  | 1 | 2.7963
* | ESOLSTCN1B | Solar Thermal Centralized Generation Class 1 Cost Category B |  | ELCSOL | ELC | 2015 | 30 | 0.35761 | 31.536 | 0.3 | 0 | [8 empty] | 9.8454 |  | 5373.9342 | 3181.9342 | 2998.7425 | 2364.9266 | 2971.6482 | 2898.353 | 2751.7625 | 2751.7625 | 2751.7625 | 2751.7625 | 2751.7625 | 76.8 | 64 | 58.805 | 58.805 | 58.805 | 58.805 | 58.805 | 58.805 | 58.805 | 58.805 | 58.805 | 0.1 | 47.2222 | 47.2222 | 47.2222 | 47.2222 | [12 empty] | 0.46489 | 0.46489 | 0.46489 | 0.46489 | 0.46489 | 0.46489 | 0.46489 | 0.46489 | 0.46489 | 0.46489 | 0.46489 | 0.46489 | 0.46489 | 0.46489 | 0.46489 | 0.46489 | 0.46489 | 0.46489 | 0.46489 | 0.46489 | 0.46489 | 0.46489 | 0.46489 | 0.46489 | 0.46489 | 0.46489 | 0.46489 | 0.46489 | 0.46489 | 0.46489 | 0.23245 | 0.23245 | 0.23245 | 0.23245 | 0.23245 | 0.23245 | 0.23245 | 0.23245 | 0.23245 | 0.46489 | 0.46489 | 0.46489 | 0.46489 | 0.46489 | 0.46489 | 0.46489 | 0.46489 | 0.46489 | 0.46489 | 0.46489 | 0.46489 | 0.46489 | 0.46489 | 0.46489 | 0.46489 | 0.46489 | 0.46489 | 0.46489 | 0.46489 | 0.46489 | 0.46489 | 0.46489 | 0.46489 | 0.46489 | 0.46489 | 0.46489 | 0.46489 | 0.46489 | 0.46489 | 0.23245 | 0.23245 | 0.23245 | 0.23245 | 0.23245 | 0.23245 | 0.23245 | 0.23245 | 0.23245 | 0.23245 | 0.46489 | 0.46489 | 0.46489 | 0.46489 | 0.46489 | 0.46489 | 0.46489 | 0.46489 | 0.46489 | 0.46489 | 0.46489 | 0.46489 | 0.46489 | 0.46489 | 0.46489 | 0.46489 | 0.46489 | 0.46489 | 0.46489 | 0.46489 | 0.46489 | 0.46489 | 0.46489 | 0.46489 | 0.46489 | 0.46489 | 0.46489 | 0.46489 | 0.46489 | 0.46489 | 0.23245 | 0.23245 | 0.23245 | 0.23245 | 0.23245 | 0.23245 | 0.23245 | 0.23245 | 0.23245 | 0.23245 |  | 1 | 2.7963
* | ESOLSTCN1C | Solar Thermal Centralized Generation Class 1 Cost Category C |  | ELCSOL | ELC | 2015 | 30 | 0.35761 | 31.536 | 0.3 | 0 | [8 empty] | 5.2844 |  | 5502.7105 | 3310.7105 | 3127.5188 | 2493.7029 | 3100.4245 | 3027.1293 | 2880.5388 | 2880.5388 | 2880.5388 | 2880.5388 | 2880.5388 | 76.8 | 64 | 58.805 | 58.805 | 58.805 | 58.805 | 58.805 | 58.805 | 58.805 | 58.805 | 58.805 | 0.1 | 47.2222 | 47.2222 | 47.2222 | 47.2222 | [12 empty] | 0.46489 | 0.46489 | 0.46489 | 0.46489 | 0.46489 | 0.46489 | 0.46489 | 0.46489 | 0.46489 | 0.46489 | 0.46489 | 0.46489 | 0.46489 | 0.46489 | 0.46489 | 0.46489 | 0.46489 | 0.46489 | 0.46489 | 0.46489 | 0.46489 | 0.46489 | 0.46489 | 0.46489 | 0.46489 | 0.46489 | 0.46489 | 0.46489 | 0.46489 | 0.46489 | 0.23245 | 0.23245 | 0.23245 | 0.23245 | 0.23245 | 0.23245 | 0.23245 | 0.23245 | 0.23245 | 0.46489 | 0.46489 | 0.46489 | 0.46489 | 0.46489 | 0.46489 | 0.46489 | 0.46489 | 0.46489 | 0.46489 | 0.46489 | 0.46489 | 0.46489 | 0.46489 | 0.46489 | 0.46489 | 0.46489 | 0.46489 | 0.46489 | 0.46489 | 0.46489 | 0.46489 | 0.46489 | 0.46489 | 0.46489 | 0.46489 | 0.46489 | 0.46489 | 0.46489 | 0.46489 | 0.23245 | 0.23245 | 0.23245 | 0.23245 | 0.23245 | 0.23245 | 0.23245 | 0.23245 | 0.23245 | 0.23245 | 0.46489 | 0.46489 | 0.46489 | 0.46489 | 0.46489 | 0.46489 | 0.46489 | 0.46489 | 0.46489 | 0.46489 | 0.46489 | 0.46489 | 0.46489 | 0.46489 | 0.46489 | 0.46489 | 0.46489 | 0.46489 | 0.46489 | 0.46489 | 0.46489 | 0.46489 | 0.46489 | 0.46489 | 0.46489 | 0.46489 | 0.46489 | 0.46489 | 0.46489 | 0.46489 | 0.23245 | 0.23245 | 0.23245 | 0.23245 | 0.23245 | 0.23245 | 0.23245 | 0.23245 | 0.23245 | 0.23245 |  | 1 | 2.7963
* | ESOLSTCN1D | Solar Thermal Centralized Generation Class 1 Cost Category D |  | ELCSOL | ELC | 2015 | 30 | 0.35761 | 31.536 | 0.3 | 0 | [8 empty] | 4.0804 |  | 5667.3557 | 3475.3557 | 3292.164 | 2658.3481 | 3265.0698 | 3191.7745 | 3045.1841 | 3045.1841 | 3045.1841 | 3045.1841 | 3045.1841 | 76.8 | 64 | 58.805 | 58.805 | 58.805 | 58.805 | 58.805 | 58.805 | 58.805 | 58.805 | 58.805 | 0.1 | 47.2222 | 47.2222 | 47.2222 | 47.2222 | [12 empty] | 0.46489 | 0.46489 | 0.46489 | 0.46489 | 0.46489 | 0.46489 | 0.46489 | 0.46489 | 0.46489 | 0.46489 | 0.46489 | 0.46489 | 0.46489 | 0.46489 | 0.46489 | 0.46489 | 0.46489 | 0.46489 | 0.46489 | 0.46489 | 0.46489 | 0.46489 | 0.46489 | 0.46489 | 0.46489 | 0.46489 | 0.46489 | 0.46489 | 0.46489 | 0.46489 | 0.23245 | 0.23245 | 0.23245 | 0.23245 | 0.23245 | 0.23245 | 0.23245 | 0.23245 | 0.23245 | 0.46489 | 0.46489 | 0.46489 | 0.46489 | 0.46489 | 0.46489 | 0.46489 | 0.46489 | 0.46489 | 0.46489 | 0.46489 | 0.46489 | 0.46489 | 0.46489 | 0.46489 | 0.46489 | 0.46489 | 0.46489 | 0.46489 | 0.46489 | 0.46489 | 0.46489 | 0.46489 | 0.46489 | 0.46489 | 0.46489 | 0.46489 | 0.46489 | 0.46489 | 0.46489 | 0.23245 | 0.23245 | 0.23245 | 0.23245 | 0.23245 | 0.23245 | 0.23245 | 0.23245 | 0.23245 | 0.23245 | 0.46489 | 0.46489 | 0.46489 | 0.46489 | 0.46489 | 0.46489 | 0.46489 | 0.46489 | 0.46489 | 0.46489 | 0.46489 | 0.46489 | 0.46489 | 0.46489 | 0.46489 | 0.46489 | 0.46489 | 0.46489 | 0.46489 | 0.46489 | 0.46489 | 0.46489 | 0.46489 | 0.46489 | 0.46489 | 0.46489 | 0.46489 | 0.46489 | 0.46489 | 0.46489 | 0.23245 | 0.23245 | 0.23245 | 0.23245 | 0.23245 | 0.23245 | 0.23245 | 0.23245 | 0.23245 | 0.23245 |  | 1 | 2.7963
* | ESOLSTCN1E | Solar Thermal Centralized Generation Class 1 Cost Category E |  | ELCSOL | ELC | 2015 | 30 | 0.35761 | 31.536 | 0.3 | 0 | [8 empty] | 7.1544 |  | 6010.1613 | 3818.1613 | 3634.9696 | 3001.1537 | 3607.8753 | 3534.5801 | 3387.9896 | 3387.9896 | 3387.9896 | 3387.9896 | 3387.9896 | 76.8 | 64 | 58.805 | 58.805 | 58.805 | 58.805 | 58.805 | 58.805 | 58.805 | 58.805 | 58.805 | 0.1 | 47.2222 | 47.2222 | 47.2222 | 47.2222 | [12 empty] | 0.46489 | 0.46489 | 0.46489 | 0.46489 | 0.46489 | 0.46489 | 0.46489 | 0.46489 | 0.46489 | 0.46489 | 0.46489 | 0.46489 | 0.46489 | 0.46489 | 0.46489 | 0.46489 | 0.46489 | 0.46489 | 0.46489 | 0.46489 | 0.46489 | 0.46489 | 0.46489 | 0.46489 | 0.46489 | 0.46489 | 0.46489 | 0.46489 | 0.46489 | 0.46489 | 0.23245 | 0.23245 | 0.23245 | 0.23245 | 0.23245 | 0.23245 | 0.23245 | 0.23245 | 0.23245 | 0.46489 | 0.46489 | 0.46489 | 0.46489 | 0.46489 | 0.46489 | 0.46489 | 0.46489 | 0.46489 | 0.46489 | 0.46489 | 0.46489 | 0.46489 | 0.46489 | 0.46489 | 0.46489 | 0.46489 | 0.46489 | 0.46489 | 0.46489 | 0.46489 | 0.46489 | 0.46489 | 0.46489 | 0.46489 | 0.46489 | 0.46489 | 0.46489 | 0.46489 | 0.46489 | 0.23245 | 0.23245 | 0.23245 | 0.23245 | 0.23245 | 0.23245 | 0.23245 | 0.23245 | 0.23245 | 0.23245 | 0.46489 | 0.46489 | 0.46489 | 0.46489 | 0.46489 | 0.46489 | 0.46489 | 0.46489 | 0.46489 | 0.46489 | 0.46489 | 0.46489 | 0.46489 | 0.46489 | 0.46489 | 0.46489 | 0.46489 | 0.46489 | 0.46489 | 0.46489 | 0.46489 | 0.46489 | 0.46489 | 0.46489 | 0.46489 | 0.46489 | 0.46489 | 0.46489 | 0.46489 | 0.46489 | 0.23245 | 0.23245 | 0.23245 | 0.23245 | 0.23245 | 0.23245 | 0.23245 | 0.23245 | 0.23245 | 0.23245 |  | 1 | 2.7963
* | ESOLSTCN2A | Solar Thermal Centralized Generation Class 2 Cost Category A |  | ELCSOL | ELC | 2015 | 30 | 0.35761 | 31.536 | 0.3 | 0 | [8 empty] | 0 |  | 0 | 0 | 0 | 0 | 0 | 0 | 0 | 0 | 0 | 0 | 0 | 76.8 | 64 | 58.805 | 58.805 | 58.805 | 58.805 | 58.805 | 58.805 | 58.805 | 58.805 | 58.805 | 0.1 | 47.2222 | 47.2222 | 47.2222 | 47.2222 | [12 empty] | 0.59353 | 0.59353 | 0.59353 | 0.59353 | 0.59353 | 0.59353 | 0.59353 | 0.59353 | 0.59353 | 0.59353 | 0.59353 | 0.59353 | 0.59353 | 0.59353 | 0.59353 | 0.59353 | 0.59353 | 0.59353 | 0.59353 | 0.59353 | 0.59353 | 0.59353 | 0.59353 | 0.59353 | 0.59353 | 0.59353 | 0.59353 | 0.59353 | 0.59353 | 0.59353 | 0.29677 | 0.29677 | 0.29677 | 0.29677 | 0.29677 | 0.29677 | 0.29677 | 0.29677 | 0.29677 | 0.59353 | 0.59353 | 0.59353 | 0.59353 | 0.59353 | 0.59353 | 0.59353 | 0.59353 | 0.59353 | 0.59353 | 0.59353 | 0.59353 | 0.59353 | 0.59353 | 0.59353 | 0.59353 | 0.59353 | 0.59353 | 0.59353 | 0.59353 | 0.59353 | 0.59353 | 0.59353 | 0.59353 | 0.59353 | 0.59353 | 0.59353 | 0.59353 | 0.59353 | 0.59353 | 0.29677 | 0.29677 | 0.29677 | 0.29677 | 0.29677 | 0.29677 | 0.29677 | 0.29677 | 0.29677 | 0.29677 | 0.59353 | 0.59353 | 0.59353 | 0.59353 | 0.59353 | 0.59353 | 0.59353 | 0.59353 | 0.59353 | 0.59353 | 0.59353 | 0.59353 | 0.59353 | 0.59353 | 0.59353 | 0.59353 | 0.59353 | 0.59353 | 0.59353 | 0.59353 | 0.59353 | 0.59353 | 0.59353 | 0.59353 | 0.59353 | 0.59353 | 0.59353 | 0.59353 | 0.59353 | 0.59353 | 0.29677 | 0.29677 | 0.29677 | 0.29677 | 0.29677 | 0.29677 | 0.29677 | 0.29677 | 0.29677 | 0.29677 |  | 1 | 2.7963
* | ESOLSTCN2B | Solar Thermal Centralized Generation Class 2 Cost Category B |  | ELCSOL | ELC | 2015 | 30 | 0.35761 | 31.536 | 0.3 | 0 | [8 empty] | 0 |  | 0 | 0 | 0 | 0 | 0 | 0 | 0 | 0 | 0 | 0 | 0 | 76.8 | 64 | 58.805 | 58.805 | 58.805 | 58.805 | 58.805 | 58.805 | 58.805 | 58.805 | 58.805 | 0.1 | 47.2222 | 47.2222 | 47.2222 | 47.2222 | [12 empty] | 0.59353 | 0.59353 | 0.59353 | 0.59353 | 0.59353 | 0.59353 | 0.59353 | 0.59353 | 0.59353 | 0.59353 | 0.59353 | 0.59353 | 0.59353 | 0.59353 | 0.59353 | 0.59353 | 0.59353 | 0.59353 | 0.59353 | 0.59353 | 0.59353 | 0.59353 | 0.59353 | 0.59353 | 0.59353 | 0.59353 | 0.59353 | 0.59353 | 0.59353 | 0.59353 | 0.29677 | 0.29677 | 0.29677 | 0.29677 | 0.29677 | 0.29677 | 0.29677 | 0.29677 | 0.29677 | 0.59353 | 0.59353 | 0.59353 | 0.59353 | 0.59353 | 0.59353 | 0.59353 | 0.59353 | 0.59353 | 0.59353 | 0.59353 | 0.59353 | 0.59353 | 0.59353 | 0.59353 | 0.59353 | 0.59353 | 0.59353 | 0.59353 | 0.59353 | 0.59353 | 0.59353 | 0.59353 | 0.59353 | 0.59353 | 0.59353 | 0.59353 | 0.59353 | 0.59353 | 0.59353 | 0.29677 | 0.29677 | 0.29677 | 0.29677 | 0.29677 | 0.29677 | 0.29677 | 0.29677 | 0.29677 | 0.29677 | 0.59353 | 0.59353 | 0.59353 | 0.59353 | 0.59353 | 0.59353 | 0.59353 | 0.59353 | 0.59353 | 0.59353 | 0.59353 | 0.59353 | 0.59353 | 0.59353 | 0.59353 | 0.59353 | 0.59353 | 0.59353 | 0.59353 | 0.59353 | 0.59353 | 0.59353 | 0.59353 | 0.59353 | 0.59353 | 0.59353 | 0.59353 | 0.59353 | 0.59353 | 0.59353 | 0.29677 | 0.29677 | 0.29677 | 0.29677 | 0.29677 | 0.29677 | 0.29677 | 0.29677 | 0.29677 | 0.29677 |  | 1 | 2.7963
* | ESOLSTCN2C | Solar Thermal Centralized Generation Class 2 Cost Category C |  | ELCSOL | ELC | 2015 | 30 | 0.35761 | 31.536 | 0.3 | 0 | [8 empty] | 0 |  | 0 | 0 | 0 | 0 | 0 | 0 | 0 | 0 | 0 | 0 | 0 | 76.8 | 64 | 58.805 | 58.805 | 58.805 | 58.805 | 58.805 | 58.805 | 58.805 | 58.805 | 58.805 | 0.1 | 47.2222 | 47.2222 | 47.2222 | 47.2222 | [12 empty] | 0.59353 | 0.59353 | 0.59353 | 0.59353 | 0.59353 | 0.59353 | 0.59353 | 0.59353 | 0.59353 | 0.59353 | 0.59353 | 0.59353 | 0.59353 | 0.59353 | 0.59353 | 0.59353 | 0.59353 | 0.59353 | 0.59353 | 0.59353 | 0.59353 | 0.59353 | 0.59353 | 0.59353 | 0.59353 | 0.59353 | 0.59353 | 0.59353 | 0.59353 | 0.59353 | 0.29677 | 0.29677 | 0.29677 | 0.29677 | 0.29677 | 0.29677 | 0.29677 | 0.29677 | 0.29677 | 0.59353 | 0.59353 | 0.59353 | 0.59353 | 0.59353 | 0.59353 | 0.59353 | 0.59353 | 0.59353 | 0.59353 | 0.59353 | 0.59353 | 0.59353 | 0.59353 | 0.59353 | 0.59353 | 0.59353 | 0.59353 | 0.59353 | 0.59353 | 0.59353 | 0.59353 | 0.59353 | 0.59353 | 0.59353 | 0.59353 | 0.59353 | 0.59353 | 0.59353 | 0.59353 | 0.29677 | 0.29677 | 0.29677 | 0.29677 | 0.29677 | 0.29677 | 0.29677 | 0.29677 | 0.29677 | 0.29677 | 0.59353 | 0.59353 | 0.59353 | 0.59353 | 0.59353 | 0.59353 | 0.59353 | 0.59353 | 0.59353 | 0.59353 | 0.59353 | 0.59353 | 0.59353 | 0.59353 | 0.59353 | 0.59353 | 0.59353 | 0.59353 | 0.59353 | 0.59353 | 0.59353 | 0.59353 | 0.59353 | 0.59353 | 0.59353 | 0.59353 | 0.59353 | 0.59353 | 0.59353 | 0.59353 | 0.29677 | 0.29677 | 0.29677 | 0.29677 | 0.29677 | 0.29677 | 0.29677 | 0.29677 | 0.29677 | 0.29677 |  | 1 | 2.7963
* | ESOLSTCN2D | Solar Thermal Centralized Generation Class 2 Cost Category D |  | ELCSOL | ELC | 2015 | 30 | 0.35761 | 31.536 | 0.3 | 0 | [8 empty] | 0 |  | 0 | 0 | 0 | 0 | 0 | 0 | 0 | 0 | 0 | 0 | 0 | 76.8 | 64 | 58.805 | 58.805 | 58.805 | 58.805 | 58.805 | 58.805 | 58.805 | 58.805 | 58.805 | 0.1 | 47.2222 | 47.2222 | 47.2222 | 47.2222 | [12 empty] | 0.59353 | 0.59353 | 0.59353 | 0.59353 | 0.59353 | 0.59353 | 0.59353 | 0.59353 | 0.59353 | 0.59353 | 0.59353 | 0.59353 | 0.59353 | 0.59353 | 0.59353 | 0.59353 | 0.59353 | 0.59353 | 0.59353 | 0.59353 | 0.59353 | 0.59353 | 0.59353 | 0.59353 | 0.59353 | 0.59353 | 0.59353 | 0.59353 | 0.59353 | 0.59353 | 0.29677 | 0.29677 | 0.29677 | 0.29677 | 0.29677 | 0.29677 | 0.29677 | 0.29677 | 0.29677 | 0.59353 | 0.59353 | 0.59353 | 0.59353 | 0.59353 | 0.59353 | 0.59353 | 0.59353 | 0.59353 | 0.59353 | 0.59353 | 0.59353 | 0.59353 | 0.59353 | 0.59353 | 0.59353 | 0.59353 | 0.59353 | 0.59353 | 0.59353 | 0.59353 | 0.59353 | 0.59353 | 0.59353 | 0.59353 | 0.59353 | 0.59353 | 0.59353 | 0.59353 | 0.59353 | 0.29677 | 0.29677 | 0.29677 | 0.29677 | 0.29677 | 0.29677 | 0.29677 | 0.29677 | 0.29677 | 0.29677 | 0.59353 | 0.59353 | 0.59353 | 0.59353 | 0.59353 | 0.59353 | 0.59353 | 0.59353 | 0.59353 | 0.59353 | 0.59353 | 0.59353 | 0.59353 | 0.59353 | 0.59353 | 0.59353 | 0.59353 | 0.59353 | 0.59353 | 0.59353 | 0.59353 | 0.59353 | 0.59353 | 0.59353 | 0.59353 | 0.59353 | 0.59353 | 0.59353 | 0.59353 | 0.59353 | 0.29677 | 0.29677 | 0.29677 | 0.29677 | 0.29677 | 0.29677 | 0.29677 | 0.29677 | 0.29677 | 0.29677 |  | 1 | 2.7963
* | ESOLSTCN2E | Solar Thermal Centralized Generation Class 2 Cost Category E |  | ELCSOL | ELC | 2015 | 30 | 0.35761 | 31.536 | 0.3 | 0 | [8 empty] | 0 |  | 0 | 0 | 0 | 0 | 0 | 0 | 0 | 0 | 0 | 0 | 0 | 76.8 | 64 | 58.805 | 58.805 | 58.805 | 58.805 | 58.805 | 58.805 | 58.805 | 58.805 | 58.805 | 0.1 | 47.2222 | 47.2222 | 47.2222 | 47.2222 | [12 empty] | 0.59353 | 0.59353 | 0.59353 | 0.59353 | 0.59353 | 0.59353 | 0.59353 | 0.59353 | 0.59353 | 0.59353 | 0.59353 | 0.59353 | 0.59353 | 0.59353 | 0.59353 | 0.59353 | 0.59353 | 0.59353 | 0.59353 | 0.59353 | 0.59353 | 0.59353 | 0.59353 | 0.59353 | 0.59353 | 0.59353 | 0.59353 | 0.59353 | 0.59353 | 0.59353 | 0.29677 | 0.29677 | 0.29677 | 0.29677 | 0.29677 | 0.29677 | 0.29677 | 0.29677 | 0.29677 | 0.59353 | 0.59353 | 0.59353 | 0.59353 | 0.59353 | 0.59353 | 0.59353 | 0.59353 | 0.59353 | 0.59353 | 0.59353 | 0.59353 | 0.59353 | 0.59353 | 0.59353 | 0.59353 | 0.59353 | 0.59353 | 0.59353 | 0.59353 | 0.59353 | 0.59353 | 0.59353 | 0.59353 | 0.59353 | 0.59353 | 0.59353 | 0.59353 | 0.59353 | 0.59353 | 0.29677 | 0.29677 | 0.29677 | 0.29677 | 0.29677 | 0.29677 | 0.29677 | 0.29677 | 0.29677 | 0.29677 | 0.59353 | 0.59353 | 0.59353 | 0.59353 | 0.59353 | 0.59353 | 0.59353 | 0.59353 | 0.59353 | 0.59353 | 0.59353 | 0.59353 | 0.59353 | 0.59353 | 0.59353 | 0.59353 | 0.59353 | 0.59353 | 0.59353 | 0.59353 | 0.59353 | 0.59353 | 0.59353 | 0.59353 | 0.59353 | 0.59353 | 0.59353 | 0.59353 | 0.59353 | 0.59353 | 0.29677 | 0.29677 | 0.29677 | 0.29677 | 0.29677 | 0.29677 | 0.29677 | 0.29677 | 0.29677 | 0.29677 |  | 1 | 2.7963
* | ESOLSTCN3A | Solar Thermal Centralized Generation Class 3 Cost Category A |  | ELCSOL | ELC | 2015 | 30 | 0.35761 | 31.536 | 0.3 | 0 | [8 empty] | 0 |  | 0 | 0 | 0 | 0 | 0 | 0 | 0 | 0 | 0 | 0 | 0 | 76.8 | 64 | 58.805 | 58.805 | 58.805 | 58.805 | 58.805 | 58.805 | 58.805 | 58.805 | 58.805 | 0.1 | 47.2222 | 47.2222 | 47.2222 | 47.2222 | [12 empty] | 0.65215 | 0.65215 | 0.65215 | 0.65215 | 0.65215 | 0.65215 | 0.65215 | 0.65215 | 0.65215 | 0.65215 | 0.65215 | 0.65215 | 0.65215 | 0.65215 | 0.65215 | 0.65215 | 0.65215 | 0.65215 | 0.65215 | 0.65215 | 0.65215 | 0.65215 | 0.65215 | 0.65215 | 0.65215 | 0.65215 | 0.65215 | 0.65215 | 0.65215 | 0.65215 | 0.32607 | 0.32607 | 0.32607 | 0.32607 | 0.32607 | 0.32607 | 0.32607 | 0.32607 | 0.32607 | 0.65215 | 0.65215 | 0.65215 | 0.65215 | 0.65215 | 0.65215 | 0.65215 | 0.65215 | 0.65215 | 0.65215 | 0.65215 | 0.65215 | 0.65215 | 0.65215 | 0.65215 | 0.65215 | 0.65215 | 0.65215 | 0.65215 | 0.65215 | 0.65215 | 0.65215 | 0.65215 | 0.65215 | 0.65215 | 0.65215 | 0.65215 | 0.65215 | 0.65215 | 0.65215 | 0.32607 | 0.32607 | 0.32607 | 0.32607 | 0.32607 | 0.32607 | 0.32607 | 0.32607 | 0.32607 | 0.32607 | 0.65215 | 0.65215 | 0.65215 | 0.65215 | 0.65215 | 0.65215 | 0.65215 | 0.65215 | 0.65215 | 0.65215 | 0.65215 | 0.65215 | 0.65215 | 0.65215 | 0.65215 | 0.65215 | 0.65215 | 0.65215 | 0.65215 | 0.65215 | 0.65215 | 0.65215 | 0.65215 | 0.65215 | 0.65215 | 0.65215 | 0.65215 | 0.65215 | 0.65215 | 0.65215 | 0.32607 | 0.32607 | 0.32607 | 0.32607 | 0.32607 | 0.32607 | 0.32607 | 0.32607 | 0.32607 | 0.32607 |  | 1 | 2.7963
* | ESOLSTCN3B | Solar Thermal Centralized Generation Class 3 Cost Category B |  | ELCSOL | ELC | 2015 | 30 | 0.35761 | 31.536 | 0.3 | 0 | [8 empty] | 0 |  | 0 | 0 | 0 | 0 | 0 | 0 | 0 | 0 | 0 | 0 | 0 | 76.8 | 64 | 58.805 | 58.805 | 58.805 | 58.805 | 58.805 | 58.805 | 58.805 | 58.805 | 58.805 | 0.1 | 47.2222 | 47.2222 | 47.2222 | 47.2222 | [12 empty] | 0.65215 | 0.65215 | 0.65215 | 0.65215 | 0.65215 | 0.65215 | 0.65215 | 0.65215 | 0.65215 | 0.65215 | 0.65215 | 0.65215 | 0.65215 | 0.65215 | 0.65215 | 0.65215 | 0.65215 | 0.65215 | 0.65215 | 0.65215 | 0.65215 | 0.65215 | 0.65215 | 0.65215 | 0.65215 | 0.65215 | 0.65215 | 0.65215 | 0.65215 | 0.65215 | 0.32607 | 0.32607 | 0.32607 | 0.32607 | 0.32607 | 0.32607 | 0.32607 | 0.32607 | 0.32607 | 0.65215 | 0.65215 | 0.65215 | 0.65215 | 0.65215 | 0.65215 | 0.65215 | 0.65215 | 0.65215 | 0.65215 | 0.65215 | 0.65215 | 0.65215 | 0.65215 | 0.65215 | 0.65215 | 0.65215 | 0.65215 | 0.65215 | 0.65215 | 0.65215 | 0.65215 | 0.65215 | 0.65215 | 0.65215 | 0.65215 | 0.65215 | 0.65215 | 0.65215 | 0.65215 | 0.32607 | 0.32607 | 0.32607 | 0.32607 | 0.32607 | 0.32607 | 0.32607 | 0.32607 | 0.32607 | 0.32607 | 0.65215 | 0.65215 | 0.65215 | 0.65215 | 0.65215 | 0.65215 | 0.65215 | 0.65215 | 0.65215 | 0.65215 | 0.65215 | 0.65215 | 0.65215 | 0.65215 | 0.65215 | 0.65215 | 0.65215 | 0.65215 | 0.65215 | 0.65215 | 0.65215 | 0.65215 | 0.65215 | 0.65215 | 0.65215 | 0.65215 | 0.65215 | 0.65215 | 0.65215 | 0.65215 | 0.32607 | 0.32607 | 0.32607 | 0.32607 | 0.32607 | 0.32607 | 0.32607 | 0.32607 | 0.32607 | 0.32607 |  | 1 | 2.7963
* | ESOLSTCN3C | Solar Thermal Centralized Generation Class 3 Cost Category C |  | ELCSOL | ELC | 2015 | 30 | 0.35761 | 31.536 | 0.3 | 0 | [8 empty] | 0 |  | 0 | 0 | 0 | 0 | 0 | 0 | 0 | 0 | 0 | 0 | 0 | 76.8 | 64 | 58.805 | 58.805 | 58.805 | 58.805 | 58.805 | 58.805 | 58.805 | 58.805 | 58.805 | 0.1 | 47.2222 | 47.2222 | 47.2222 | 47.2222 | [12 empty] | 0.65215 | 0.65215 | 0.65215 | 0.65215 | 0.65215 | 0.65215 | 0.65215 | 0.65215 | 0.65215 | 0.65215 | 0.65215 | 0.65215 | 0.65215 | 0.65215 | 0.65215 | 0.65215 | 0.65215 | 0.65215 | 0.65215 | 0.65215 | 0.65215 | 0.65215 | 0.65215 | 0.65215 | 0.65215 | 0.65215 | 0.65215 | 0.65215 | 0.65215 | 0.65215 | 0.32607 | 0.32607 | 0.32607 | 0.32607 | 0.32607 | 0.32607 | 0.32607 | 0.32607 | 0.32607 | 0.65215 | 0.65215 | 0.65215 | 0.65215 | 0.65215 | 0.65215 | 0.65215 | 0.65215 | 0.65215 | 0.65215 | 0.65215 | 0.65215 | 0.65215 | 0.65215 | 0.65215 | 0.65215 | 0.65215 | 0.65215 | 0.65215 | 0.65215 | 0.65215 | 0.65215 | 0.65215 | 0.65215 | 0.65215 | 0.65215 | 0.65215 | 0.65215 | 0.65215 | 0.65215 | 0.32607 | 0.32607 | 0.32607 | 0.32607 | 0.32607 | 0.32607 | 0.32607 | 0.32607 | 0.32607 | 0.32607 | 0.65215 | 0.65215 | 0.65215 | 0.65215 | 0.65215 | 0.65215 | 0.65215 | 0.65215 | 0.65215 | 0.65215 | 0.65215 | 0.65215 | 0.65215 | 0.65215 | 0.65215 | 0.65215 | 0.65215 | 0.65215 | 0.65215 | 0.65215 | 0.65215 | 0.65215 | 0.65215 | 0.65215 | 0.65215 | 0.65215 | 0.65215 | 0.65215 | 0.65215 | 0.65215 | 0.32607 | 0.32607 | 0.32607 | 0.32607 | 0.32607 | 0.32607 | 0.32607 | 0.32607 | 0.32607 | 0.32607 |  | 1 | 2.7963
* | ESOLSTCN3D | Solar Thermal Centralized Generation Class 3 Cost Category D |  | ELCSOL | ELC | 2015 | 30 | 0.35761 | 31.536 | 0.3 | 0 | [8 empty] | 0 |  | 0 | 0 | 0 | 0 | 0 | 0 | 0 | 0 | 0 | 0 | 0 | 76.8 | 64 | 58.805 | 58.805 | 58.805 | 58.805 | 58.805 | 58.805 | 58.805 | 58.805 | 58.805 | 0.1 | 47.2222 | 47.2222 | 47.2222 | 47.2222 | [12 empty] | 0.65215 | 0.65215 | 0.65215 | 0.65215 | 0.65215 | 0.65215 | 0.65215 | 0.65215 | 0.65215 | 0.65215 | 0.65215 | 0.65215 | 0.65215 | 0.65215 | 0.65215 | 0.65215 | 0.65215 | 0.65215 | 0.65215 | 0.65215 | 0.65215 | 0.65215 | 0.65215 | 0.65215 | 0.65215 | 0.65215 | 0.65215 | 0.65215 | 0.65215 | 0.65215 | 0.32607 | 0.32607 | 0.32607 | 0.32607 | 0.32607 | 0.32607 | 0.32607 | 0.32607 | 0.32607 | 0.65215 | 0.65215 | 0.65215 | 0.65215 | 0.65215 | 0.65215 | 0.65215 | 0.65215 | 0.65215 | 0.65215 | 0.65215 | 0.65215 | 0.65215 | 0.65215 | 0.65215 | 0.65215 | 0.65215 | 0.65215 | 0.65215 | 0.65215 | 0.65215 | 0.65215 | 0.65215 | 0.65215 | 0.65215 | 0.65215 | 0.65215 | 0.65215 | 0.65215 | 0.65215 | 0.32607 | 0.32607 | 0.32607 | 0.32607 | 0.32607 | 0.32607 | 0.32607 | 0.32607 | 0.32607 | 0.32607 | 0.65215 | 0.65215 | 0.65215 | 0.65215 | 0.65215 | 0.65215 | 0.65215 | 0.65215 | 0.65215 | 0.65215 | 0.65215 | 0.65215 | 0.65215 | 0.65215 | 0.65215 | 0.65215 | 0.65215 | 0.65215 | 0.65215 | 0.65215 | 0.65215 | 0.65215 | 0.65215 | 0.65215 | 0.65215 | 0.65215 | 0.65215 | 0.65215 | 0.65215 | 0.65215 | 0.32607 | 0.32607 | 0.32607 | 0.32607 | 0.32607 | 0.32607 | 0.32607 | 0.32607 | 0.32607 | 0.32607 |  | 1 | 2.7963
* | ESOLSTCN3E | Solar Thermal Centralized Generation Class 3 Cost Category E |  | ELCSOL | ELC | 2015 | 30 | 0.35761 | 31.536 | 0.3 | 0 | [8 empty] | 0 |  | 0 | 0 | 0 | 0 | 0 | 0 | 0 | 0 | 0 | 0 | 0 | 76.8 | 64 | 58.805 | 58.805 | 58.805 | 58.805 | 58.805 | 58.805 | 58.805 | 58.805 | 58.805 | 0.1 | 47.2222 | 47.2222 | 47.2222 | 47.2222 | [12 empty] | 0.65215 | 0.65215 | 0.65215 | 0.65215 | 0.65215 | 0.65215 | 0.65215 | 0.65215 | 0.65215 | 0.65215 | 0.65215 | 0.65215 | 0.65215 | 0.65215 | 0.65215 | 0.65215 | 0.65215 | 0.65215 | 0.65215 | 0.65215 | 0.65215 | 0.65215 | 0.65215 | 0.65215 | 0.65215 | 0.65215 | 0.65215 | 0.65215 | 0.65215 | 0.65215 | 0.32607 | 0.32607 | 0.32607 | 0.32607 | 0.32607 | 0.32607 | 0.32607 | 0.32607 | 0.32607 | 0.65215 | 0.65215 | 0.65215 | 0.65215 | 0.65215 | 0.65215 | 0.65215 | 0.65215 | 0.65215 | 0.65215 | 0.65215 | 0.65215 | 0.65215 | 0.65215 | 0.65215 | 0.65215 | 0.65215 | 0.65215 | 0.65215 | 0.65215 | 0.65215 | 0.65215 | 0.65215 | 0.65215 | 0.65215 | 0.65215 | 0.65215 | 0.65215 | 0.65215 | 0.65215 | 0.32607 | 0.32607 | 0.32607 | 0.32607 | 0.32607 | 0.32607 | 0.32607 | 0.32607 | 0.32607 | 0.32607 | 0.65215 | 0.65215 | 0.65215 | 0.65215 | 0.65215 | 0.65215 | 0.65215 | 0.65215 | 0.65215 | 0.65215 | 0.65215 | 0.65215 | 0.65215 | 0.65215 | 0.65215 | 0.65215 | 0.65215 | 0.65215 | 0.65215 | 0.65215 | 0.65215 | 0.65215 | 0.65215 | 0.65215 | 0.65215 | 0.65215 | 0.65215 | 0.65215 | 0.65215 | 0.65215 | 0.32607 | 0.32607 | 0.32607 | 0.32607 | 0.32607 | 0.32607 | 0.32607 | 0.32607 | 0.32607 | 0.32607 |  | 1 | 2.7963
* | ESOLSTCN4A | Solar Thermal Centralized Generation Class 4 Cost Category A |  | ELCSOL | ELC | 2015 | 30 | 0.35761 | 31.536 | 0.3 | 0 | [8 empty] | 0 |  | 0 | 0 | 0 | 0 | 0 | 0 | 0 | 0 | 0 | 0 | 0 | 76.8 | 64 | 58.805 | 58.805 | 58.805 | 58.805 | 58.805 | 58.805 | 58.805 | 58.805 | 58.805 | 0.1 | 47.2222 | 47.2222 | 47.2222 | 47.2222 | [12 empty] | 0.68165 | 0.68165 | 0.68165 | 0.68165 | 0.68165 | 0.68165 | 0.68165 | 0.68165 | 0.68165 | 0.68165 | 0.68165 | 0.68165 | 0.68165 | 0.68165 | 0.68165 | 0.68165 | 0.68165 | 0.68165 | 0.68165 | 0.68165 | 0.68165 | 0.68165 | 0.68165 | 0.68165 | 0.68165 | 0.68165 | 0.68165 | 0.68165 | 0.68165 | 0.68165 | 0.34082 | 0.34082 | 0.34082 | 0.34082 | 0.34082 | 0.34082 | 0.34082 | 0.34082 | 0.34082 | 0.68165 | 0.68165 | 0.68165 | 0.68165 | 0.68165 | 0.68165 | 0.68165 | 0.68165 | 0.68165 | 0.68165 | 0.68165 | 0.68165 | 0.68165 | 0.68165 | 0.68165 | 0.68165 | 0.68165 | 0.68165 | 0.68165 | 0.68165 | 0.68165 | 0.68165 | 0.68165 | 0.68165 | 0.68165 | 0.68165 | 0.68165 | 0.68165 | 0.68165 | 0.68165 | 0.34082 | 0.34082 | 0.34082 | 0.34082 | 0.34082 | 0.34082 | 0.34082 | 0.34082 | 0.34082 | 0.34082 | 0.68165 | 0.68165 | 0.68165 | 0.68165 | 0.68165 | 0.68165 | 0.68165 | 0.68165 | 0.68165 | 0.68165 | 0.68165 | 0.68165 | 0.68165 | 0.68165 | 0.68165 | 0.68165 | 0.68165 | 0.68165 | 0.68165 | 0.68165 | 0.68165 | 0.68165 | 0.68165 | 0.68165 | 0.68165 | 0.68165 | 0.68165 | 0.68165 | 0.68165 | 0.68165 | 0.34082 | 0.34082 | 0.34082 | 0.34082 | 0.34082 | 0.34082 | 0.34082 | 0.34082 | 0.34082 | 0.34082 |  | 1 | 2.7963
* | ESOLSTCN4B | Solar Thermal Centralized Generation Class 4 Cost Category B |  | ELCSOL | ELC | 2015 | 30 | 0.35761 | 31.536 | 0.3 | 0 | [8 empty] | 0 |  | 0 | 0 | 0 | 0 | 0 | 0 | 0 | 0 | 0 | 0 | 0 | 76.8 | 64 | 58.805 | 58.805 | 58.805 | 58.805 | 58.805 | 58.805 | 58.805 | 58.805 | 58.805 | 0.1 | 47.2222 | 47.2222 | 47.2222 | 47.2222 | [12 empty] | 0.68165 | 0.68165 | 0.68165 | 0.68165 | 0.68165 | 0.68165 | 0.68165 | 0.68165 | 0.68165 | 0.68165 | 0.68165 | 0.68165 | 0.68165 | 0.68165 | 0.68165 | 0.68165 | 0.68165 | 0.68165 | 0.68165 | 0.68165 | 0.68165 | 0.68165 | 0.68165 | 0.68165 | 0.68165 | 0.68165 | 0.68165 | 0.68165 | 0.68165 | 0.68165 | 0.34082 | 0.34082 | 0.34082 | 0.34082 | 0.34082 | 0.34082 | 0.34082 | 0.34082 | 0.34082 | 0.68165 | 0.68165 | 0.68165 | 0.68165 | 0.68165 | 0.68165 | 0.68165 | 0.68165 | 0.68165 | 0.68165 | 0.68165 | 0.68165 | 0.68165 | 0.68165 | 0.68165 | 0.68165 | 0.68165 | 0.68165 | 0.68165 | 0.68165 | 0.68165 | 0.68165 | 0.68165 | 0.68165 | 0.68165 | 0.68165 | 0.68165 | 0.68165 | 0.68165 | 0.68165 | 0.34082 | 0.34082 | 0.34082 | 0.34082 | 0.34082 | 0.34082 | 0.34082 | 0.34082 | 0.34082 | 0.34082 | 0.68165 | 0.68165 | 0.68165 | 0.68165 | 0.68165 | 0.68165 | 0.68165 | 0.68165 | 0.68165 | 0.68165 | 0.68165 | 0.68165 | 0.68165 | 0.68165 | 0.68165 | 0.68165 | 0.68165 | 0.68165 | 0.68165 | 0.68165 | 0.68165 | 0.68165 | 0.68165 | 0.68165 | 0.68165 | 0.68165 | 0.68165 | 0.68165 | 0.68165 | 0.68165 | 0.34082 | 0.34082 | 0.34082 | 0.34082 | 0.34082 | 0.34082 | 0.34082 | 0.34082 | 0.34082 | 0.34082 |  | 1 | 2.7963
* | ESOLSTCN4C | Solar Thermal Centralized Generation Class 4 Cost Category C |  | ELCSOL | ELC | 2015 | 30 | 0.35761 | 31.536 | 0.3 | 0 | [8 empty] | 0 |  | 0 | 0 | 0 | 0 | 0 | 0 | 0 | 0 | 0 | 0 | 0 | 76.8 | 64 | 58.805 | 58.805 | 58.805 | 58.805 | 58.805 | 58.805 | 58.805 | 58.805 | 58.805 | 0.1 | 47.2222 | 47.2222 | 47.2222 | 47.2222 | [12 empty] | 0.68165 | 0.68165 | 0.68165 | 0.68165 | 0.68165 | 0.68165 | 0.68165 | 0.68165 | 0.68165 | 0.68165 | 0.68165 | 0.68165 | 0.68165 | 0.68165 | 0.68165 | 0.68165 | 0.68165 | 0.68165 | 0.68165 | 0.68165 | 0.68165 | 0.68165 | 0.68165 | 0.68165 | 0.68165 | 0.68165 | 0.68165 | 0.68165 | 0.68165 | 0.68165 | 0.34082 | 0.34082 | 0.34082 | 0.34082 | 0.34082 | 0.34082 | 0.34082 | 0.34082 | 0.34082 | 0.68165 | 0.68165 | 0.68165 | 0.68165 | 0.68165 | 0.68165 | 0.68165 | 0.68165 | 0.68165 | 0.68165 | 0.68165 | 0.68165 | 0.68165 | 0.68165 | 0.68165 | 0.68165 | 0.68165 | 0.68165 | 0.68165 | 0.68165 | 0.68165 | 0.68165 | 0.68165 | 0.68165 | 0.68165 | 0.68165 | 0.68165 | 0.68165 | 0.68165 | 0.68165 | 0.34082 | 0.34082 | 0.34082 | 0.34082 | 0.34082 | 0.34082 | 0.34082 | 0.34082 | 0.34082 | 0.34082 | 0.68165 | 0.68165 | 0.68165 | 0.68165 | 0.68165 | 0.68165 | 0.68165 | 0.68165 | 0.68165 | 0.68165 | 0.68165 | 0.68165 | 0.68165 | 0.68165 | 0.68165 | 0.68165 | 0.68165 | 0.68165 | 0.68165 | 0.68165 | 0.68165 | 0.68165 | 0.68165 | 0.68165 | 0.68165 | 0.68165 | 0.68165 | 0.68165 | 0.68165 | 0.68165 | 0.34082 | 0.34082 | 0.34082 | 0.34082 | 0.34082 | 0.34082 | 0.34082 | 0.34082 | 0.34082 | 0.34082 |  | 1 | 2.7963
* | ESOLSTCN4D | Solar Thermal Centralized Generation Class 4 Cost Category D |  | ELCSOL | ELC | 2015 | 30 | 0.35761 | 31.536 | 0.3 | 0 | [8 empty] | 0 |  | 0 | 0 | 0 | 0 | 0 | 0 | 0 | 0 | 0 | 0 | 0 | 76.8 | 64 | 58.805 | 58.805 | 58.805 | 58.805 | 58.805 | 58.805 | 58.805 | 58.805 | 58.805 | 0.1 | 47.2222 | 47.2222 | 47.2222 | 47.2222 | [12 empty] | 0.68165 | 0.68165 | 0.68165 | 0.68165 | 0.68165 | 0.68165 | 0.68165 | 0.68165 | 0.68165 | 0.68165 | 0.68165 | 0.68165 | 0.68165 | 0.68165 | 0.68165 | 0.68165 | 0.68165 | 0.68165 | 0.68165 | 0.68165 | 0.68165 | 0.68165 | 0.68165 | 0.68165 | 0.68165 | 0.68165 | 0.68165 | 0.68165 | 0.68165 | 0.68165 | 0.34082 | 0.34082 | 0.34082 | 0.34082 | 0.34082 | 0.34082 | 0.34082 | 0.34082 | 0.34082 | 0.68165 | 0.68165 | 0.68165 | 0.68165 | 0.68165 | 0.68165 | 0.68165 | 0.68165 | 0.68165 | 0.68165 | 0.68165 | 0.68165 | 0.68165 | 0.68165 | 0.68165 | 0.68165 | 0.68165 | 0.68165 | 0.68165 | 0.68165 | 0.68165 | 0.68165 | 0.68165 | 0.68165 | 0.68165 | 0.68165 | 0.68165 | 0.68165 | 0.68165 | 0.68165 | 0.34082 | 0.34082 | 0.34082 | 0.34082 | 0.34082 | 0.34082 | 0.34082 | 0.34082 | 0.34082 | 0.34082 | 0.68165 | 0.68165 | 0.68165 | 0.68165 | 0.68165 | 0.68165 | 0.68165 | 0.68165 | 0.68165 | 0.68165 | 0.68165 | 0.68165 | 0.68165 | 0.68165 | 0.68165 | 0.68165 | 0.68165 | 0.68165 | 0.68165 | 0.68165 | 0.68165 | 0.68165 | 0.68165 | 0.68165 | 0.68165 | 0.68165 | 0.68165 | 0.68165 | 0.68165 | 0.68165 | 0.34082 | 0.34082 | 0.34082 | 0.34082 | 0.34082 | 0.34082 | 0.34082 | 0.34082 | 0.34082 | 0.34082 |  | 1 | 2.7963
* | ESOLSTCN4E | Solar Thermal Centralized Generation Class 4 Cost Category E |  | ELCSOL | ELC | 2015 | 30 | 0.35761 | 31.536 | 0.3 | 0 | [8 empty] | 0 |  | 0 | 0 | 0 | 0 | 0 | 0 | 0 | 0 | 0 | 0 | 0 | 76.8 | 64 | 58.805 | 58.805 | 58.805 | 58.805 | 58.805 | 58.805 | 58.805 | 58.805 | 58.805 | 0.1 | 47.2222 | 47.2222 | 47.2222 | 47.2222 | [12 empty] | 0.68165 | 0.68165 | 0.68165 | 0.68165 | 0.68165 | 0.68165 | 0.68165 | 0.68165 | 0.68165 | 0.68165 | 0.68165 | 0.68165 | 0.68165 | 0.68165 | 0.68165 | 0.68165 | 0.68165 | 0.68165 | 0.68165 | 0.68165 | 0.68165 | 0.68165 | 0.68165 | 0.68165 | 0.68165 | 0.68165 | 0.68165 | 0.68165 | 0.68165 | 0.68165 | 0.34082 | 0.34082 | 0.34082 | 0.34082 | 0.34082 | 0.34082 | 0.34082 | 0.34082 | 0.34082 | 0.68165 | 0.68165 | 0.68165 | 0.68165 | 0.68165 | 0.68165 | 0.68165 | 0.68165 | 0.68165 | 0.68165 | 0.68165 | 0.68165 | 0.68165 | 0.68165 | 0.68165 | 0.68165 | 0.68165 | 0.68165 | 0.68165 | 0.68165 | 0.68165 | 0.68165 | 0.68165 | 0.68165 | 0.68165 | 0.68165 | 0.68165 | 0.68165 | 0.68165 | 0.68165 | 0.34082 | 0.34082 | 0.34082 | 0.34082 | 0.34082 | 0.34082 | 0.34082 | 0.34082 | 0.34082 | 0.34082 | 0.68165 | 0.68165 | 0.68165 | 0.68165 | 0.68165 | 0.68165 | 0.68165 | 0.68165 | 0.68165 | 0.68165 | 0.68165 | 0.68165 | 0.68165 | 0.68165 | 0.68165 | 0.68165 | 0.68165 | 0.68165 | 0.68165 | 0.68165 | 0.68165 | 0.68165 | 0.68165 | 0.68165 | 0.68165 | 0.68165 | 0.68165 | 0.68165 | 0.68165 | 0.68165 | 0.34082 | 0.34082 | 0.34082 | 0.34082 | 0.34082 | 0.34082 | 0.34082 | 0.34082 | 0.34082 | 0.34082 |  | 1 | 2.7963
* | ESOLSTCN5A | Solar Thermal Centralized Generation Class 5 Cost Category A |  | ELCSOL | ELC | 2015 | 30 | 0.35761 | 31.536 | 0.3 | 0 | [8 empty] | 0 |  | 0 | 0 | 0 | 0 | 0 | 0 | 0 | 0 | 0 | 0 | 0 | 76.8 | 64 | 58.805 | 58.805 | 58.805 | 58.805 | 58.805 | 58.805 | 58.805 | 58.805 | 58.805 | 0.1 | 47.2222 | 47.2222 | 47.2222 | 47.2222 | [12 empty] | 0.70918 | 0.70918 | 0.70918 | 0.70918 | 0.70918 | 0.70918 | 0.70918 | 0.70918 | 0.70918 | 0.70918 | 0.70918 | 0.70918 | 0.70918 | 0.70918 | 0.70918 | 0.70918 | 0.70918 | 0.70918 | 0.70918 | 0.70918 | 0.70918 | 0.70918 | 0.70918 | 0.70918 | 0.70918 | 0.70918 | 0.70918 | 0.70918 | 0.70918 | 0.70918 | 0.35459 | 0.35459 | 0.35459 | 0.35459 | 0.35459 | 0.35459 | 0.35459 | 0.35459 | 0.35459 | 0.70918 | 0.70918 | 0.70918 | 0.70918 | 0.70918 | 0.70918 | 0.70918 | 0.70918 | 0.70918 | 0.70918 | 0.70918 | 0.70918 | 0.70918 | 0.70918 | 0.70918 | 0.70918 | 0.70918 | 0.70918 | 0.70918 | 0.70918 | 0.70918 | 0.70918 | 0.70918 | 0.70918 | 0.70918 | 0.70918 | 0.70918 | 0.70918 | 0.70918 | 0.70918 | 0.35459 | 0.35459 | 0.35459 | 0.35459 | 0.35459 | 0.35459 | 0.35459 | 0.35459 | 0.35459 | 0.35459 | 0.70918 | 0.70918 | 0.70918 | 0.70918 | 0.70918 | 0.70918 | 0.70918 | 0.70918 | 0.70918 | 0.70918 | 0.70918 | 0.70918 | 0.70918 | 0.70918 | 0.70918 | 0.70918 | 0.70918 | 0.70918 | 0.70918 | 0.70918 | 0.70918 | 0.70918 | 0.70918 | 0.70918 | 0.70918 | 0.70918 | 0.70918 | 0.70918 | 0.70918 | 0.70918 | 0.35459 | 0.35459 | 0.35459 | 0.35459 | 0.35459 | 0.35459 | 0.35459 | 0.35459 | 0.35459 | 0.35459 |  | 1 | 2.7963
* | ESOLSTCN5B | Solar Thermal Centralized Generation Class 5 Cost Category B |  | ELCSOL | ELC | 2015 | 30 | 0.35761 | 31.536 | 0.3 | 0 | [8 empty] | 0 |  | 0 | 0 | 0 | 0 | 0 | 0 | 0 | 0 | 0 | 0 | 0 | 76.8 | 64 | 58.805 | 58.805 | 58.805 | 58.805 | 58.805 | 58.805 | 58.805 | 58.805 | 58.805 | 0.1 | 47.2222 | 47.2222 | 47.2222 | 47.2222 | [12 empty] | 0.70918 | 0.70918 | 0.70918 | 0.70918 | 0.70918 | 0.70918 | 0.70918 | 0.70918 | 0.70918 | 0.70918 | 0.70918 | 0.70918 | 0.70918 | 0.70918 | 0.70918 | 0.70918 | 0.70918 | 0.70918 | 0.70918 | 0.70918 | 0.70918 | 0.70918 | 0.70918 | 0.70918 | 0.70918 | 0.70918 | 0.70918 | 0.70918 | 0.70918 | 0.70918 | 0.35459 | 0.35459 | 0.35459 | 0.35459 | 0.35459 | 0.35459 | 0.35459 | 0.35459 | 0.35459 | 0.70918 | 0.70918 | 0.70918 | 0.70918 | 0.70918 | 0.70918 | 0.70918 | 0.70918 | 0.70918 | 0.70918 | 0.70918 | 0.70918 | 0.70918 | 0.70918 | 0.70918 | 0.70918 | 0.70918 | 0.70918 | 0.70918 | 0.70918 | 0.70918 | 0.70918 | 0.70918 | 0.70918 | 0.70918 | 0.70918 | 0.70918 | 0.70918 | 0.70918 | 0.70918 | 0.35459 | 0.35459 | 0.35459 | 0.35459 | 0.35459 | 0.35459 | 0.35459 | 0.35459 | 0.35459 | 0.35459 | 0.70918 | 0.70918 | 0.70918 | 0.70918 | 0.70918 | 0.70918 | 0.70918 | 0.70918 | 0.70918 | 0.70918 | 0.70918 | 0.70918 | 0.70918 | 0.70918 | 0.70918 | 0.70918 | 0.70918 | 0.70918 | 0.70918 | 0.70918 | 0.70918 | 0.70918 | 0.70918 | 0.70918 | 0.70918 | 0.70918 | 0.70918 | 0.70918 | 0.70918 | 0.70918 | 0.35459 | 0.35459 | 0.35459 | 0.35459 | 0.35459 | 0.35459 | 0.35459 | 0.35459 | 0.35459 | 0.35459 |  | 1 | 2.7963
* | ESOLSTCN5C | Solar Thermal Centralized Generation Class 5 Cost Category C |  | ELCSOL | ELC | 2015 | 30 | 0.35761 | 31.536 | 0.3 | 0 | [8 empty] | 0 |  | 0 | 0 | 0 | 0 | 0 | 0 | 0 | 0 | 0 | 0 | 0 | 76.8 | 64 | 58.805 | 58.805 | 58.805 | 58.805 | 58.805 | 58.805 | 58.805 | 58.805 | 58.805 | 0.1 | 47.2222 | 47.2222 | 47.2222 | 47.2222 | [12 empty] | 0.70918 | 0.70918 | 0.70918 | 0.70918 | 0.70918 | 0.70918 | 0.70918 | 0.70918 | 0.70918 | 0.70918 | 0.70918 | 0.70918 | 0.70918 | 0.70918 | 0.70918 | 0.70918 | 0.70918 | 0.70918 | 0.70918 | 0.70918 | 0.70918 | 0.70918 | 0.70918 | 0.70918 | 0.70918 | 0.70918 | 0.70918 | 0.70918 | 0.70918 | 0.70918 | 0.35459 | 0.35459 | 0.35459 | 0.35459 | 0.35459 | 0.35459 | 0.35459 | 0.35459 | 0.35459 | 0.70918 | 0.70918 | 0.70918 | 0.70918 | 0.70918 | 0.70918 | 0.70918 | 0.70918 | 0.70918 | 0.70918 | 0.70918 | 0.70918 | 0.70918 | 0.70918 | 0.70918 | 0.70918 | 0.70918 | 0.70918 | 0.70918 | 0.70918 | 0.70918 | 0.70918 | 0.70918 | 0.70918 | 0.70918 | 0.70918 | 0.70918 | 0.70918 | 0.70918 | 0.70918 | 0.35459 | 0.35459 | 0.35459 | 0.35459 | 0.35459 | 0.35459 | 0.35459 | 0.35459 | 0.35459 | 0.35459 | 0.70918 | 0.70918 | 0.70918 | 0.70918 | 0.70918 | 0.70918 | 0.70918 | 0.70918 | 0.70918 | 0.70918 | 0.70918 | 0.70918 | 0.70918 | 0.70918 | 0.70918 | 0.70918 | 0.70918 | 0.70918 | 0.70918 | 0.70918 | 0.70918 | 0.70918 | 0.70918 | 0.70918 | 0.70918 | 0.70918 | 0.70918 | 0.70918 | 0.70918 | 0.70918 | 0.35459 | 0.35459 | 0.35459 | 0.35459 | 0.35459 | 0.35459 | 0.35459 | 0.35459 | 0.35459 | 0.35459 |  | 1 | 2.7963
* | ESOLSTCN5D | Solar Thermal Centralized Generation Class 5 Cost Category D |  | ELCSOL | ELC | 2015 | 30 | 0.35761 | 31.536 | 0.3 | 0 | [8 empty] | 0 |  | 0 | 0 | 0 | 0 | 0 | 0 | 0 | 0 | 0 | 0 | 0 | 76.8 | 64 | 58.805 | 58.805 | 58.805 | 58.805 | 58.805 | 58.805 | 58.805 | 58.805 | 58.805 | 0.1 | 47.2222 | 47.2222 | 47.2222 | 47.2222 | [12 empty] | 0.70918 | 0.70918 | 0.70918 | 0.70918 | 0.70918 | 0.70918 | 0.70918 | 0.70918 | 0.70918 | 0.70918 | 0.70918 | 0.70918 | 0.70918 | 0.70918 | 0.70918 | 0.70918 | 0.70918 | 0.70918 | 0.70918 | 0.70918 | 0.70918 | 0.70918 | 0.70918 | 0.70918 | 0.70918 | 0.70918 | 0.70918 | 0.70918 | 0.70918 | 0.70918 | 0.35459 | 0.35459 | 0.35459 | 0.35459 | 0.35459 | 0.35459 | 0.35459 | 0.35459 | 0.35459 | 0.70918 | 0.70918 | 0.70918 | 0.70918 | 0.70918 | 0.70918 | 0.70918 | 0.70918 | 0.70918 | 0.70918 | 0.70918 | 0.70918 | 0.70918 | 0.70918 | 0.70918 | 0.70918 | 0.70918 | 0.70918 | 0.70918 | 0.70918 | 0.70918 | 0.70918 | 0.70918 | 0.70918 | 0.70918 | 0.70918 | 0.70918 | 0.70918 | 0.70918 | 0.70918 | 0.35459 | 0.35459 | 0.35459 | 0.35459 | 0.35459 | 0.35459 | 0.35459 | 0.35459 | 0.35459 | 0.35459 | 0.70918 | 0.70918 | 0.70918 | 0.70918 | 0.70918 | 0.70918 | 0.70918 | 0.70918 | 0.70918 | 0.70918 | 0.70918 | 0.70918 | 0.70918 | 0.70918 | 0.70918 | 0.70918 | 0.70918 | 0.70918 | 0.70918 | 0.70918 | 0.70918 | 0.70918 | 0.70918 | 0.70918 | 0.70918 | 0.70918 | 0.70918 | 0.70918 | 0.70918 | 0.70918 | 0.35459 | 0.35459 | 0.35459 | 0.35459 | 0.35459 | 0.35459 | 0.35459 | 0.35459 | 0.35459 | 0.35459 |  | 1 | 2.7963
* | ESOLSTCN5E | Solar Thermal Centralized Generation Class 5 Cost Category E |  | ELCSOL | ELC | 2015 | 30 | 0.35761 | 31.536 | 0.3 | 0 | [8 empty] | 0 |  | 0 | 0 | 0 | 0 | 0 | 0 | 0 | 0 | 0 | 0 | 0 | 76.8 | 64 | 58.805 | 58.805 | 58.805 | 58.805 | 58.805 | 58.805 | 58.805 | 58.805 | 58.805 | 0.1 | 47.2222 | 47.2222 | 47.2222 | 47.2222 | [12 empty] | 0.70918 | 0.70918 | 0.70918 | 0.70918 | 0.70918 | 0.70918 | 0.70918 | 0.70918 | 0.70918 | 0.70918 | 0.70918 | 0.70918 | 0.70918 | 0.70918 | 0.70918 | 0.70918 | 0.70918 | 0.70918 | 0.70918 | 0.70918 | 0.70918 | 0.70918 | 0.70918 | 0.70918 | 0.70918 | 0.70918 | 0.70918 | 0.70918 | 0.70918 | 0.70918 | 0.35459 | 0.35459 | 0.35459 | 0.35459 | 0.35459 | 0.35459 | 0.35459 | 0.35459 | 0.35459 | 0.70918 | 0.70918 | 0.70918 | 0.70918 | 0.70918 | 0.70918 | 0.70918 | 0.70918 | 0.70918 | 0.70918 | 0.70918 | 0.70918 | 0.70918 | 0.70918 | 0.70918 | 0.70918 | 0.70918 | 0.70918 | 0.70918 | 0.70918 | 0.70918 | 0.70918 | 0.70918 | 0.70918 | 0.70918 | 0.70918 | 0.70918 | 0.70918 | 0.70918 | 0.70918 | 0.35459 | 0.35459 | 0.35459 | 0.35459 | 0.35459 | 0.35459 | 0.35459 | 0.35459 | 0.35459 | 0.35459 | 0.70918 | 0.70918 | 0.70918 | 0.70918 | 0.70918 | 0.70918 | 0.70918 | 0.70918 | 0.70918 | 0.70918 | 0.70918 | 0.70918 | 0.70918 | 0.70918 | 0.70918 | 0.70918 | 0.70918 | 0.70918 | 0.70918 | 0.70918 | 0.70918 | 0.70918 | 0.70918 | 0.70918 | 0.70918 | 0.70918 | 0.70918 | 0.70918 | 0.70918 | 0.70918 | 0.35459 | 0.35459 | 0.35459 | 0.35459 | 0.35459 | 0.35459 | 0.35459 | 0.35459 | 0.35459 | 0.35459 |  | 1 | 2.7963
* | ESOLSTCN1A | Solar Thermal Centralized Generation Class 1 Cost Category A |  | ELCSOL | ELC | 2015 | 30 | 0.35761 | 31.536 | 0.3 | 0 | [8 empty] | 0.00567 |  | 5294.6982 | 3102.6982 | 2919.5066 | 2285.6906 | 2892.4123 | 2819.117 | 2672.5266 | 2672.5266 | 2672.5266 | 2672.5266 | 2672.5266 | 76.8 | 64 | 58.805 | 58.805 | 58.805 | 58.805 | 58.805 | 58.805 | 58.805 | 58.805 | 58.805 | 0.1 | 47.2222 | 47.2222 | 47.2222 | 47.2222 | [12 empty] | 0.46489 | 0.46489 | 0.46489 | 0.46489 | 0.46489 | 0.46489 | 0.46489 | 0.46489 | 0.46489 | 0.46489 | 0.46489 | 0.46489 | 0.46489 | 0.46489 | 0.46489 | 0.46489 | 0.46489 | 0.46489 | 0.46489 | 0.46489 | 0.46489 | 0.46489 | 0.46489 | 0.46489 | 0.46489 | 0.46489 | 0.46489 | 0.46489 | 0.46489 | 0.46489 | 0.23245 | 0.23245 | 0.23245 | 0.23245 | 0.23245 | 0.23245 | 0.23245 | 0.23245 | 0.23245 | 0.46489 | 0.46489 | 0.46489 | 0.46489 | 0.46489 | 0.46489 | 0.46489 | 0.46489 | 0.46489 | 0.46489 | 0.46489 | 0.46489 | 0.46489 | 0.46489 | 0.46489 | 0.46489 | 0.46489 | 0.46489 | 0.46489 | 0.46489 | 0.46489 | 0.46489 | 0.46489 | 0.46489 | 0.46489 | 0.46489 | 0.46489 | 0.46489 | 0.46489 | 0.46489 | 0.23245 | 0.23245 | 0.23245 | 0.23245 | 0.23245 | 0.23245 | 0.23245 | 0.23245 | 0.23245 | 0.23245 | 0.46489 | 0.46489 | 0.46489 | 0.46489 | 0.46489 | 0.46489 | 0.46489 | 0.46489 | 0.46489 | 0.46489 | 0.46489 | 0.46489 | 0.46489 | 0.46489 | 0.46489 | 0.46489 | 0.46489 | 0.46489 | 0.46489 | 0.46489 | 0.46489 | 0.46489 | 0.46489 | 0.46489 | 0.46489 | 0.46489 | 0.46489 | 0.46489 | 0.46489 | 0.46489 | 0.23245 | 0.23245 | 0.23245 | 0.23245 | 0.23245 | 0.23245 | 0.23245 | 0.23245 | 0.23245 | 0.23245 |  | 1 | 2.7963
* | ESOLSTCN1B | Solar Thermal Centralized Generation Class 1 Cost Category B |  | ELCSOL | ELC | 2015 | 30 | 0.35761 | 31.536 | 0.3 | 0 | [8 empty] | 0.014175 |  | 5311.7495 | 3119.7495 | 2936.5578 | 2302.7419 | 2909.4636 | 2836.1683 | 2689.5779 | 2689.5779 | 2689.5779 | 2689.5779 | 2689.5779 | 76.8 | 64 | 58.805 | 58.805 | 58.805 | 58.805 | 58.805 | 58.805 | 58.805 | 58.805 | 58.805 | 0.1 | 47.2222 | 47.2222 | 47.2222 | 47.2222 | [12 empty] | 0.46489 | 0.46489 | 0.46489 | 0.46489 | 0.46489 | 0.46489 | 0.46489 | 0.46489 | 0.46489 | 0.46489 | 0.46489 | 0.46489 | 0.46489 | 0.46489 | 0.46489 | 0.46489 | 0.46489 | 0.46489 | 0.46489 | 0.46489 | 0.46489 | 0.46489 | 0.46489 | 0.46489 | 0.46489 | 0.46489 | 0.46489 | 0.46489 | 0.46489 | 0.46489 | 0.23245 | 0.23245 | 0.23245 | 0.23245 | 0.23245 | 0.23245 | 0.23245 | 0.23245 | 0.23245 | 0.46489 | 0.46489 | 0.46489 | 0.46489 | 0.46489 | 0.46489 | 0.46489 | 0.46489 | 0.46489 | 0.46489 | 0.46489 | 0.46489 | 0.46489 | 0.46489 | 0.46489 | 0.46489 | 0.46489 | 0.46489 | 0.46489 | 0.46489 | 0.46489 | 0.46489 | 0.46489 | 0.46489 | 0.46489 | 0.46489 | 0.46489 | 0.46489 | 0.46489 | 0.46489 | 0.23245 | 0.23245 | 0.23245 | 0.23245 | 0.23245 | 0.23245 | 0.23245 | 0.23245 | 0.23245 | 0.23245 | 0.46489 | 0.46489 | 0.46489 | 0.46489 | 0.46489 | 0.46489 | 0.46489 | 0.46489 | 0.46489 | 0.46489 | 0.46489 | 0.46489 | 0.46489 | 0.46489 | 0.46489 | 0.46489 | 0.46489 | 0.46489 | 0.46489 | 0.46489 | 0.46489 | 0.46489 | 0.46489 | 0.46489 | 0.46489 | 0.46489 | 0.46489 | 0.46489 | 0.46489 | 0.46489 | 0.23245 | 0.23245 | 0.23245 | 0.23245 | 0.23245 | 0.23245 | 0.23245 | 0.23245 | 0.23245 | 0.23245 |  | 1 | 2.7963
* | ESOLSTCN1C | Solar Thermal Centralized Generation Class 1 Cost Category C |  | ELCSOL | ELC | 2015 | 30 | 0.35761 | 31.536 | 0.3 | 0 | [8 empty] | 0.031185 |  | 5328.6717 | 3136.6717 | 2953.4801 | 2319.6642 | 2926.3858 | 2853.0906 | 2706.5001 | 2706.5001 | 2706.5001 | 2706.5001 | 2706.5001 | 76.8 | 64 | 58.805 | 58.805 | 58.805 | 58.805 | 58.805 | 58.805 | 58.805 | 58.805 | 58.805 | 0.1 | 47.2222 | 47.2222 | 47.2222 | 47.2222 | [12 empty] | 0.46489 | 0.46489 | 0.46489 | 0.46489 | 0.46489 | 0.46489 | 0.46489 | 0.46489 | 0.46489 | 0.46489 | 0.46489 | 0.46489 | 0.46489 | 0.46489 | 0.46489 | 0.46489 | 0.46489 | 0.46489 | 0.46489 | 0.46489 | 0.46489 | 0.46489 | 0.46489 | 0.46489 | 0.46489 | 0.46489 | 0.46489 | 0.46489 | 0.46489 | 0.46489 | 0.23245 | 0.23245 | 0.23245 | 0.23245 | 0.23245 | 0.23245 | 0.23245 | 0.23245 | 0.23245 | 0.46489 | 0.46489 | 0.46489 | 0.46489 | 0.46489 | 0.46489 | 0.46489 | 0.46489 | 0.46489 | 0.46489 | 0.46489 | 0.46489 | 0.46489 | 0.46489 | 0.46489 | 0.46489 | 0.46489 | 0.46489 | 0.46489 | 0.46489 | 0.46489 | 0.46489 | 0.46489 | 0.46489 | 0.46489 | 0.46489 | 0.46489 | 0.46489 | 0.46489 | 0.46489 | 0.23245 | 0.23245 | 0.23245 | 0.23245 | 0.23245 | 0.23245 | 0.23245 | 0.23245 | 0.23245 | 0.23245 | 0.46489 | 0.46489 | 0.46489 | 0.46489 | 0.46489 | 0.46489 | 0.46489 | 0.46489 | 0.46489 | 0.46489 | 0.46489 | 0.46489 | 0.46489 | 0.46489 | 0.46489 | 0.46489 | 0.46489 | 0.46489 | 0.46489 | 0.46489 | 0.46489 | 0.46489 | 0.46489 | 0.46489 | 0.46489 | 0.46489 | 0.46489 | 0.46489 | 0.46489 | 0.46489 | 0.23245 | 0.23245 | 0.23245 | 0.23245 | 0.23245 | 0.23245 | 0.23245 | 0.23245 | 0.23245 | 0.23245 |  | 1 | 2.7963
* | ESOLSTCN1D | Solar Thermal Centralized Generation Class 1 Cost Category D |  | ELCSOL | ELC | 2015 | 30 | 0.35761 | 31.536 | 0.3 | 0 | [8 empty] | 0.024664 |  | 5342.4108 | 3150.4108 | 2967.2191 | 2333.4032 | 2940.1248 | 2866.8296 | 2720.2391 | 2720.2391 | 2720.2391 | 2720.2391 | 2720.2391 | 76.8 | 64 | 58.805 | 58.805 | 58.805 | 58.805 | 58.805 | 58.805 | 58.805 | 58.805 | 58.805 | 0.1 | 47.2222 | 47.2222 | 47.2222 | 47.2222 | [12 empty] | 0.46489 | 0.46489 | 0.46489 | 0.46489 | 0.46489 | 0.46489 | 0.46489 | 0.46489 | 0.46489 | 0.46489 | 0.46489 | 0.46489 | 0.46489 | 0.46489 | 0.46489 | 0.46489 | 0.46489 | 0.46489 | 0.46489 | 0.46489 | 0.46489 | 0.46489 | 0.46489 | 0.46489 | 0.46489 | 0.46489 | 0.46489 | 0.46489 | 0.46489 | 0.46489 | 0.23245 | 0.23245 | 0.23245 | 0.23245 | 0.23245 | 0.23245 | 0.23245 | 0.23245 | 0.23245 | 0.46489 | 0.46489 | 0.46489 | 0.46489 | 0.46489 | 0.46489 | 0.46489 | 0.46489 | 0.46489 | 0.46489 | 0.46489 | 0.46489 | 0.46489 | 0.46489 | 0.46489 | 0.46489 | 0.46489 | 0.46489 | 0.46489 | 0.46489 | 0.46489 | 0.46489 | 0.46489 | 0.46489 | 0.46489 | 0.46489 | 0.46489 | 0.46489 | 0.46489 | 0.46489 | 0.23245 | 0.23245 | 0.23245 | 0.23245 | 0.23245 | 0.23245 | 0.23245 | 0.23245 | 0.23245 | 0.23245 | 0.46489 | 0.46489 | 0.46489 | 0.46489 | 0.46489 | 0.46489 | 0.46489 | 0.46489 | 0.46489 | 0.46489 | 0.46489 | 0.46489 | 0.46489 | 0.46489 | 0.46489 | 0.46489 | 0.46489 | 0.46489 | 0.46489 | 0.46489 | 0.46489 | 0.46489 | 0.46489 | 0.46489 | 0.46489 | 0.46489 | 0.46489 | 0.46489 | 0.46489 | 0.46489 | 0.23245 | 0.23245 | 0.23245 | 0.23245 | 0.23245 | 0.23245 | 0.23245 | 0.23245 | 0.23245 | 0.23245 |  | 1 | 2.7963
* | ESOLSTCN1E | Solar Thermal Centralized Generation Class 1 Cost Category E |  | ELCSOL | ELC | 2015 | 30 | 0.35761 | 31.536 | 0.3 | 0 | [8 empty] | 0.029484 |  | 5348.8546 | 3156.8546 | 2973.6629 | 2339.847 | 2946.5687 | 2873.2734 | 2726.683 | 2726.683 | 2726.683 | 2726.683 | 2726.683 | 76.8 | 64 | 58.805 | 58.805 | 58.805 | 58.805 | 58.805 | 58.805 | 58.805 | 58.805 | 58.805 | 0.1 | 47.2222 | 47.2222 | 47.2222 | 47.2222 | [12 empty] | 0.46489 | 0.46489 | 0.46489 | 0.46489 | 0.46489 | 0.46489 | 0.46489 | 0.46489 | 0.46489 | 0.46489 | 0.46489 | 0.46489 | 0.46489 | 0.46489 | 0.46489 | 0.46489 | 0.46489 | 0.46489 | 0.46489 | 0.46489 | 0.46489 | 0.46489 | 0.46489 | 0.46489 | 0.46489 | 0.46489 | 0.46489 | 0.46489 | 0.46489 | 0.46489 | 0.23245 | 0.23245 | 0.23245 | 0.23245 | 0.23245 | 0.23245 | 0.23245 | 0.23245 | 0.23245 | 0.46489 | 0.46489 | 0.46489 | 0.46489 | 0.46489 | 0.46489 | 0.46489 | 0.46489 | 0.46489 | 0.46489 | 0.46489 | 0.46489 | 0.46489 | 0.46489 | 0.46489 | 0.46489 | 0.46489 | 0.46489 | 0.46489 | 0.46489 | 0.46489 | 0.46489 | 0.46489 | 0.46489 | 0.46489 | 0.46489 | 0.46489 | 0.46489 | 0.46489 | 0.46489 | 0.23245 | 0.23245 | 0.23245 | 0.23245 | 0.23245 | 0.23245 | 0.23245 | 0.23245 | 0.23245 | 0.23245 | 0.46489 | 0.46489 | 0.46489 | 0.46489 | 0.46489 | 0.46489 | 0.46489 | 0.46489 | 0.46489 | 0.46489 | 0.46489 | 0.46489 | 0.46489 | 0.46489 | 0.46489 | 0.46489 | 0.46489 | 0.46489 | 0.46489 | 0.46489 | 0.46489 | 0.46489 | 0.46489 | 0.46489 | 0.46489 | 0.46489 | 0.46489 | 0.46489 | 0.46489 | 0.46489 | 0.23245 | 0.23245 | 0.23245 | 0.23245 | 0.23245 | 0.23245 | 0.23245 | 0.23245 | 0.23245 | 0.23245 |  | 1 | 2.7963
* | ESOLSTCN2A | Solar Thermal Centralized Generation Class 2 Cost Category A |  | ELCSOL | ELC | 2015 | 30 | 0.35761 | 31.536 | 0.3 | 0 | [8 empty] | 0 |  | 5260.8 | 3068.8 | 2885.6083 | 2251.7924 | 2858.514 | 2785.2188 | 2638.6283 | 2638.6283 | 2638.6283 | 2638.6283 | 2638.6283 | 76.8 | 64 | 58.805 | 58.805 | 58.805 | 58.805 | 58.805 | 58.805 | 58.805 | 58.805 | 58.805 | 0.1 | 47.2222 | 47.2222 | 47.2222 | 47.2222 | [12 empty] | 0.59353 | 0.59353 | 0.59353 | 0.59353 | 0.59353 | 0.59353 | 0.59353 | 0.59353 | 0.59353 | 0.59353 | 0.59353 | 0.59353 | 0.59353 | 0.59353 | 0.59353 | 0.59353 | 0.59353 | 0.59353 | 0.59353 | 0.59353 | 0.59353 | 0.59353 | 0.59353 | 0.59353 | 0.59353 | 0.59353 | 0.59353 | 0.59353 | 0.59353 | 0.59353 | 0.29677 | 0.29677 | 0.29677 | 0.29677 | 0.29677 | 0.29677 | 0.29677 | 0.29677 | 0.29677 | 0.59353 | 0.59353 | 0.59353 | 0.59353 | 0.59353 | 0.59353 | 0.59353 | 0.59353 | 0.59353 | 0.59353 | 0.59353 | 0.59353 | 0.59353 | 0.59353 | 0.59353 | 0.59353 | 0.59353 | 0.59353 | 0.59353 | 0.59353 | 0.59353 | 0.59353 | 0.59353 | 0.59353 | 0.59353 | 0.59353 | 0.59353 | 0.59353 | 0.59353 | 0.59353 | 0.29677 | 0.29677 | 0.29677 | 0.29677 | 0.29677 | 0.29677 | 0.29677 | 0.29677 | 0.29677 | 0.29677 | 0.59353 | 0.59353 | 0.59353 | 0.59353 | 0.59353 | 0.59353 | 0.59353 | 0.59353 | 0.59353 | 0.59353 | 0.59353 | 0.59353 | 0.59353 | 0.59353 | 0.59353 | 0.59353 | 0.59353 | 0.59353 | 0.59353 | 0.59353 | 0.59353 | 0.59353 | 0.59353 | 0.59353 | 0.59353 | 0.59353 | 0.59353 | 0.59353 | 0.59353 | 0.59353 | 0.29677 | 0.29677 | 0.29677 | 0.29677 | 0.29677 | 0.29677 | 0.29677 | 0.29677 | 0.29677 | 0.29677 |  | 1 | 2.7963
* | ESOLSTCN2B | Solar Thermal Centralized Generation Class 2 Cost Category B |  | ELCSOL | ELC | 2015 | 30 | 0.35761 | 31.536 | 0.3 | 0 | [8 empty] | 0 |  | 5260.8 | 3068.8 | 2885.6083 | 2251.7924 | 2858.514 | 2785.2188 | 2638.6283 | 2638.6283 | 2638.6283 | 2638.6283 | 2638.6283 | 76.8 | 64 | 58.805 | 58.805 | 58.805 | 58.805 | 58.805 | 58.805 | 58.805 | 58.805 | 58.805 | 0.1 | 47.2222 | 47.2222 | 47.2222 | 47.2222 | [12 empty] | 0.59353 | 0.59353 | 0.59353 | 0.59353 | 0.59353 | 0.59353 | 0.59353 | 0.59353 | 0.59353 | 0.59353 | 0.59353 | 0.59353 | 0.59353 | 0.59353 | 0.59353 | 0.59353 | 0.59353 | 0.59353 | 0.59353 | 0.59353 | 0.59353 | 0.59353 | 0.59353 | 0.59353 | 0.59353 | 0.59353 | 0.59353 | 0.59353 | 0.59353 | 0.59353 | 0.29677 | 0.29677 | 0.29677 | 0.29677 | 0.29677 | 0.29677 | 0.29677 | 0.29677 | 0.29677 | 0.59353 | 0.59353 | 0.59353 | 0.59353 | 0.59353 | 0.59353 | 0.59353 | 0.59353 | 0.59353 | 0.59353 | 0.59353 | 0.59353 | 0.59353 | 0.59353 | 0.59353 | 0.59353 | 0.59353 | 0.59353 | 0.59353 | 0.59353 | 0.59353 | 0.59353 | 0.59353 | 0.59353 | 0.59353 | 0.59353 | 0.59353 | 0.59353 | 0.59353 | 0.59353 | 0.29677 | 0.29677 | 0.29677 | 0.29677 | 0.29677 | 0.29677 | 0.29677 | 0.29677 | 0.29677 | 0.29677 | 0.59353 | 0.59353 | 0.59353 | 0.59353 | 0.59353 | 0.59353 | 0.59353 | 0.59353 | 0.59353 | 0.59353 | 0.59353 | 0.59353 | 0.59353 | 0.59353 | 0.59353 | 0.59353 | 0.59353 | 0.59353 | 0.59353 | 0.59353 | 0.59353 | 0.59353 | 0.59353 | 0.59353 | 0.59353 | 0.59353 | 0.59353 | 0.59353 | 0.59353 | 0.59353 | 0.29677 | 0.29677 | 0.29677 | 0.29677 | 0.29677 | 0.29677 | 0.29677 | 0.29677 | 0.29677 | 0.29677 |  | 1 | 2.7963
* | ESOLSTCN2C | Solar Thermal Centralized Generation Class 2 Cost Category C |  | ELCSOL | ELC | 2015 | 30 | 0.35761 | 31.536 | 0.3 | 0 | [8 empty] | 0 |  | 5260.8 | 3068.8 | 2885.6083 | 2251.7924 | 2858.514 | 2785.2188 | 2638.6283 | 2638.6283 | 2638.6283 | 2638.6283 | 2638.6283 | 76.8 | 64 | 58.805 | 58.805 | 58.805 | 58.805 | 58.805 | 58.805 | 58.805 | 58.805 | 58.805 | 0.1 | 47.2222 | 47.2222 | 47.2222 | 47.2222 | [12 empty] | 0.59353 | 0.59353 | 0.59353 | 0.59353 | 0.59353 | 0.59353 | 0.59353 | 0.59353 | 0.59353 | 0.59353 | 0.59353 | 0.59353 | 0.59353 | 0.59353 | 0.59353 | 0.59353 | 0.59353 | 0.59353 | 0.59353 | 0.59353 | 0.59353 | 0.59353 | 0.59353 | 0.59353 | 0.59353 | 0.59353 | 0.59353 | 0.59353 | 0.59353 | 0.59353 | 0.29677 | 0.29677 | 0.29677 | 0.29677 | 0.29677 | 0.29677 | 0.29677 | 0.29677 | 0.29677 | 0.59353 | 0.59353 | 0.59353 | 0.59353 | 0.59353 | 0.59353 | 0.59353 | 0.59353 | 0.59353 | 0.59353 | 0.59353 | 0.59353 | 0.59353 | 0.59353 | 0.59353 | 0.59353 | 0.59353 | 0.59353 | 0.59353 | 0.59353 | 0.59353 | 0.59353 | 0.59353 | 0.59353 | 0.59353 | 0.59353 | 0.59353 | 0.59353 | 0.59353 | 0.59353 | 0.29677 | 0.29677 | 0.29677 | 0.29677 | 0.29677 | 0.29677 | 0.29677 | 0.29677 | 0.29677 | 0.29677 | 0.59353 | 0.59353 | 0.59353 | 0.59353 | 0.59353 | 0.59353 | 0.59353 | 0.59353 | 0.59353 | 0.59353 | 0.59353 | 0.59353 | 0.59353 | 0.59353 | 0.59353 | 0.59353 | 0.59353 | 0.59353 | 0.59353 | 0.59353 | 0.59353 | 0.59353 | 0.59353 | 0.59353 | 0.59353 | 0.59353 | 0.59353 | 0.59353 | 0.59353 | 0.59353 | 0.29677 | 0.29677 | 0.29677 | 0.29677 | 0.29677 | 0.29677 | 0.29677 | 0.29677 | 0.29677 | 0.29677 |  | 1 | 2.7963
* | ESOLSTCN2D | Solar Thermal Centralized Generation Class 2 Cost Category D |  | ELCSOL | ELC | 2015 | 30 | 0.35761 | 31.536 | 0.3 | 0 | [8 empty] | 0 |  | 5260.8 | 3068.8 | 2885.6083 | 2251.7924 | 2858.514 | 2785.2188 | 2638.6283 | 2638.6283 | 2638.6283 | 2638.6283 | 2638.6283 | 76.8 | 64 | 58.805 | 58.805 | 58.805 | 58.805 | 58.805 | 58.805 | 58.805 | 58.805 | 58.805 | 0.1 | 47.2222 | 47.2222 | 47.2222 | 47.2222 | [12 empty] | 0.59353 | 0.59353 | 0.59353 | 0.59353 | 0.59353 | 0.59353 | 0.59353 | 0.59353 | 0.59353 | 0.59353 | 0.59353 | 0.59353 | 0.59353 | 0.59353 | 0.59353 | 0.59353 | 0.59353 | 0.59353 | 0.59353 | 0.59353 | 0.59353 | 0.59353 | 0.59353 | 0.59353 | 0.59353 | 0.59353 | 0.59353 | 0.59353 | 0.59353 | 0.59353 | 0.29677 | 0.29677 | 0.29677 | 0.29677 | 0.29677 | 0.29677 | 0.29677 | 0.29677 | 0.29677 | 0.59353 | 0.59353 | 0.59353 | 0.59353 | 0.59353 | 0.59353 | 0.59353 | 0.59353 | 0.59353 | 0.59353 | 0.59353 | 0.59353 | 0.59353 | 0.59353 | 0.59353 | 0.59353 | 0.59353 | 0.59353 | 0.59353 | 0.59353 | 0.59353 | 0.59353 | 0.59353 | 0.59353 | 0.59353 | 0.59353 | 0.59353 | 0.59353 | 0.59353 | 0.59353 | 0.29677 | 0.29677 | 0.29677 | 0.29677 | 0.29677 | 0.29677 | 0.29677 | 0.29677 | 0.29677 | 0.29677 | 0.59353 | 0.59353 | 0.59353 | 0.59353 | 0.59353 | 0.59353 | 0.59353 | 0.59353 | 0.59353 | 0.59353 | 0.59353 | 0.59353 | 0.59353 | 0.59353 | 0.59353 | 0.59353 | 0.59353 | 0.59353 | 0.59353 | 0.59353 | 0.59353 | 0.59353 | 0.59353 | 0.59353 | 0.59353 | 0.59353 | 0.59353 | 0.59353 | 0.59353 | 0.59353 | 0.29677 | 0.29677 | 0.29677 | 0.29677 | 0.29677 | 0.29677 | 0.29677 | 0.29677 | 0.29677 | 0.29677 |  | 1 | 2.7963
* | ESOLSTCN2E | Solar Thermal Centralized Generation Class 2 Cost Category E |  | ELCSOL | ELC | 2015 | 30 | 0.35761 | 31.536 | 0.3 | 0 | [8 empty] | 0 |  | 5260.8 | 3068.8 | 2885.6083 | 2251.7924 | 2858.514 | 2785.2188 | 2638.6283 | 2638.6283 | 2638.6283 | 2638.6283 | 2638.6283 | 76.8 | 64 | 58.805 | 58.805 | 58.805 | 58.805 | 58.805 | 58.805 | 58.805 | 58.805 | 58.805 | 0.1 | 47.2222 | 47.2222 | 47.2222 | 47.2222 | [12 empty] | 0.59353 | 0.59353 | 0.59353 | 0.59353 | 0.59353 | 0.59353 | 0.59353 | 0.59353 | 0.59353 | 0.59353 | 0.59353 | 0.59353 | 0.59353 | 0.59353 | 0.59353 | 0.59353 | 0.59353 | 0.59353 | 0.59353 | 0.59353 | 0.59353 | 0.59353 | 0.59353 | 0.59353 | 0.59353 | 0.59353 | 0.59353 | 0.59353 | 0.59353 | 0.59353 | 0.29677 | 0.29677 | 0.29677 | 0.29677 | 0.29677 | 0.29677 | 0.29677 | 0.29677 | 0.29677 | 0.59353 | 0.59353 | 0.59353 | 0.59353 | 0.59353 | 0.59353 | 0.59353 | 0.59353 | 0.59353 | 0.59353 | 0.59353 | 0.59353 | 0.59353 | 0.59353 | 0.59353 | 0.59353 | 0.59353 | 0.59353 | 0.59353 | 0.59353 | 0.59353 | 0.59353 | 0.59353 | 0.59353 | 0.59353 | 0.59353 | 0.59353 | 0.59353 | 0.59353 | 0.59353 | 0.29677 | 0.29677 | 0.29677 | 0.29677 | 0.29677 | 0.29677 | 0.29677 | 0.29677 | 0.29677 | 0.29677 | 0.59353 | 0.59353 | 0.59353 | 0.59353 | 0.59353 | 0.59353 | 0.59353 | 0.59353 | 0.59353 | 0.59353 | 0.59353 | 0.59353 | 0.59353 | 0.59353 | 0.59353 | 0.59353 | 0.59353 | 0.59353 | 0.59353 | 0.59353 | 0.59353 | 0.59353 | 0.59353 | 0.59353 | 0.59353 | 0.59353 | 0.59353 | 0.59353 | 0.59353 | 0.59353 | 0.29677 | 0.29677 | 0.29677 | 0.29677 | 0.29677 | 0.29677 | 0.29677 | 0.29677 | 0.29677 | 0.29677 |  | 1 | 2.7963
* | ESOLSTCN3A | Solar Thermal Centralized Generation Class 3 Cost Category A |  | ELCSOL | ELC | 2015 | 30 | 0.35761 | 31.536 | 0.3 | 0 | [8 empty] | 0 |  | 5260.8 | 3068.8 | 2885.6083 | 2251.7924 | 2858.514 | 2785.2188 | 2638.6283 | 2638.6283 | 2638.6283 | 2638.6283 | 2638.6283 | 76.8 | 64 | 58.805 | 58.805 | 58.805 | 58.805 | 58.805 | 58.805 | 58.805 | 58.805 | 58.805 | 0.1 | 47.2222 | 47.2222 | 47.2222 | 47.2222 | [12 empty] | 0.65215 | 0.65215 | 0.65215 | 0.65215 | 0.65215 | 0.65215 | 0.65215 | 0.65215 | 0.65215 | 0.65215 | 0.65215 | 0.65215 | 0.65215 | 0.65215 | 0.65215 | 0.65215 | 0.65215 | 0.65215 | 0.65215 | 0.65215 | 0.65215 | 0.65215 | 0.65215 | 0.65215 | 0.65215 | 0.65215 | 0.65215 | 0.65215 | 0.65215 | 0.65215 | 0.32607 | 0.32607 | 0.32607 | 0.32607 | 0.32607 | 0.32607 | 0.32607 | 0.32607 | 0.32607 | 0.65215 | 0.65215 | 0.65215 | 0.65215 | 0.65215 | 0.65215 | 0.65215 | 0.65215 | 0.65215 | 0.65215 | 0.65215 | 0.65215 | 0.65215 | 0.65215 | 0.65215 | 0.65215 | 0.65215 | 0.65215 | 0.65215 | 0.65215 | 0.65215 | 0.65215 | 0.65215 | 0.65215 | 0.65215 | 0.65215 | 0.65215 | 0.65215 | 0.65215 | 0.65215 | 0.32607 | 0.32607 | 0.32607 | 0.32607 | 0.32607 | 0.32607 | 0.32607 | 0.32607 | 0.32607 | 0.32607 | 0.65215 | 0.65215 | 0.65215 | 0.65215 | 0.65215 | 0.65215 | 0.65215 | 0.65215 | 0.65215 | 0.65215 | 0.65215 | 0.65215 | 0.65215 | 0.65215 | 0.65215 | 0.65215 | 0.65215 | 0.65215 | 0.65215 | 0.65215 | 0.65215 | 0.65215 | 0.65215 | 0.65215 | 0.65215 | 0.65215 | 0.65215 | 0.65215 | 0.65215 | 0.65215 | 0.32607 | 0.32607 | 0.32607 | 0.32607 | 0.32607 | 0.32607 | 0.32607 | 0.32607 | 0.32607 | 0.32607 |  | 1 | 2.7963
* | ESOLSTCN3B | Solar Thermal Centralized Generation Class 3 Cost Category B |  | ELCSOL | ELC | 2015 | 30 | 0.35761 | 31.536 | 0.3 | 0 | [8 empty] | 0 |  | 5260.8 | 3068.8 | 2885.6083 | 2251.7924 | 2858.514 | 2785.2188 | 2638.6283 | 2638.6283 | 2638.6283 | 2638.6283 | 2638.6283 | 76.8 | 64 | 58.805 | 58.805 | 58.805 | 58.805 | 58.805 | 58.805 | 58.805 | 58.805 | 58.805 | 0.1 | 47.2222 | 47.2222 | 47.2222 | 47.2222 | [12 empty] | 0.65215 | 0.65215 | 0.65215 | 0.65215 | 0.65215 | 0.65215 | 0.65215 | 0.65215 | 0.65215 | 0.65215 | 0.65215 | 0.65215 | 0.65215 | 0.65215 | 0.65215 | 0.65215 | 0.65215 | 0.65215 | 0.65215 | 0.65215 | 0.65215 | 0.65215 | 0.65215 | 0.65215 | 0.65215 | 0.65215 | 0.65215 | 0.65215 | 0.65215 | 0.65215 | 0.32607 | 0.32607 | 0.32607 | 0.32607 | 0.32607 | 0.32607 | 0.32607 | 0.32607 | 0.32607 | 0.65215 | 0.65215 | 0.65215 | 0.65215 | 0.65215 | 0.65215 | 0.65215 | 0.65215 | 0.65215 | 0.65215 | 0.65215 | 0.65215 | 0.65215 | 0.65215 | 0.65215 | 0.65215 | 0.65215 | 0.65215 | 0.65215 | 0.65215 | 0.65215 | 0.65215 | 0.65215 | 0.65215 | 0.65215 | 0.65215 | 0.65215 | 0.65215 | 0.65215 | 0.65215 | 0.32607 | 0.32607 | 0.32607 | 0.32607 | 0.32607 | 0.32607 | 0.32607 | 0.32607 | 0.32607 | 0.32607 | 0.65215 | 0.65215 | 0.65215 | 0.65215 | 0.65215 | 0.65215 | 0.65215 | 0.65215 | 0.65215 | 0.65215 | 0.65215 | 0.65215 | 0.65215 | 0.65215 | 0.65215 | 0.65215 | 0.65215 | 0.65215 | 0.65215 | 0.65215 | 0.65215 | 0.65215 | 0.65215 | 0.65215 | 0.65215 | 0.65215 | 0.65215 | 0.65215 | 0.65215 | 0.65215 | 0.32607 | 0.32607 | 0.32607 | 0.32607 | 0.32607 | 0.32607 | 0.32607 | 0.32607 | 0.32607 | 0.32607 |  | 1 | 2.7963
* | ESOLSTCN3C | Solar Thermal Centralized Generation Class 3 Cost Category C |  | ELCSOL | ELC | 2015 | 30 | 0.35761 | 31.536 | 0.3 | 0 | [8 empty] | 0 |  | 5260.8 | 3068.8 | 2885.6083 | 2251.7924 | 2858.514 | 2785.2188 | 2638.6283 | 2638.6283 | 2638.6283 | 2638.6283 | 2638.6283 | 76.8 | 64 | 58.805 | 58.805 | 58.805 | 58.805 | 58.805 | 58.805 | 58.805 | 58.805 | 58.805 | 0.1 | 47.2222 | 47.2222 | 47.2222 | 47.2222 | [12 empty] | 0.65215 | 0.65215 | 0.65215 | 0.65215 | 0.65215 | 0.65215 | 0.65215 | 0.65215 | 0.65215 | 0.65215 | 0.65215 | 0.65215 | 0.65215 | 0.65215 | 0.65215 | 0.65215 | 0.65215 | 0.65215 | 0.65215 | 0.65215 | 0.65215 | 0.65215 | 0.65215 | 0.65215 | 0.65215 | 0.65215 | 0.65215 | 0.65215 | 0.65215 | 0.65215 | 0.32607 | 0.32607 | 0.32607 | 0.32607 | 0.32607 | 0.32607 | 0.32607 | 0.32607 | 0.32607 | 0.65215 | 0.65215 | 0.65215 | 0.65215 | 0.65215 | 0.65215 | 0.65215 | 0.65215 | 0.65215 | 0.65215 | 0.65215 | 0.65215 | 0.65215 | 0.65215 | 0.65215 | 0.65215 | 0.65215 | 0.65215 | 0.65215 | 0.65215 | 0.65215 | 0.65215 | 0.65215 | 0.65215 | 0.65215 | 0.65215 | 0.65215 | 0.65215 | 0.65215 | 0.65215 | 0.32607 | 0.32607 | 0.32607 | 0.32607 | 0.32607 | 0.32607 | 0.32607 | 0.32607 | 0.32607 | 0.32607 | 0.65215 | 0.65215 | 0.65215 | 0.65215 | 0.65215 | 0.65215 | 0.65215 | 0.65215 | 0.65215 | 0.65215 | 0.65215 | 0.65215 | 0.65215 | 0.65215 | 0.65215 | 0.65215 | 0.65215 | 0.65215 | 0.65215 | 0.65215 | 0.65215 | 0.65215 | 0.65215 | 0.65215 | 0.65215 | 0.65215 | 0.65215 | 0.65215 | 0.65215 | 0.65215 | 0.32607 | 0.32607 | 0.32607 | 0.32607 | 0.32607 | 0.32607 | 0.32607 | 0.32607 | 0.32607 | 0.32607 |  | 1 | 2.7963
* | ESOLSTCN3D | Solar Thermal Centralized Generation Class 3 Cost Category D |  | ELCSOL | ELC | 2015 | 30 | 0.35761 | 31.536 | 0.3 | 0 | [8 empty] | 0 |  | 5260.8 | 3068.8 | 2885.6083 | 2251.7924 | 2858.514 | 2785.2188 | 2638.6283 | 2638.6283 | 2638.6283 | 2638.6283 | 2638.6283 | 76.8 | 64 | 58.805 | 58.805 | 58.805 | 58.805 | 58.805 | 58.805 | 58.805 | 58.805 | 58.805 | 0.1 | 47.2222 | 47.2222 | 47.2222 | 47.2222 | [12 empty] | 0.65215 | 0.65215 | 0.65215 | 0.65215 | 0.65215 | 0.65215 | 0.65215 | 0.65215 | 0.65215 | 0.65215 | 0.65215 | 0.65215 | 0.65215 | 0.65215 | 0.65215 | 0.65215 | 0.65215 | 0.65215 | 0.65215 | 0.65215 | 0.65215 | 0.65215 | 0.65215 | 0.65215 | 0.65215 | 0.65215 | 0.65215 | 0.65215 | 0.65215 | 0.65215 | 0.32607 | 0.32607 | 0.32607 | 0.32607 | 0.32607 | 0.32607 | 0.32607 | 0.32607 | 0.32607 | 0.65215 | 0.65215 | 0.65215 | 0.65215 | 0.65215 | 0.65215 | 0.65215 | 0.65215 | 0.65215 | 0.65215 | 0.65215 | 0.65215 | 0.65215 | 0.65215 | 0.65215 | 0.65215 | 0.65215 | 0.65215 | 0.65215 | 0.65215 | 0.65215 | 0.65215 | 0.65215 | 0.65215 | 0.65215 | 0.65215 | 0.65215 | 0.65215 | 0.65215 | 0.65215 | 0.32607 | 0.32607 | 0.32607 | 0.32607 | 0.32607 | 0.32607 | 0.32607 | 0.32607 | 0.32607 | 0.32607 | 0.65215 | 0.65215 | 0.65215 | 0.65215 | 0.65215 | 0.65215 | 0.65215 | 0.65215 | 0.65215 | 0.65215 | 0.65215 | 0.65215 | 0.65215 | 0.65215 | 0.65215 | 0.65215 | 0.65215 | 0.65215 | 0.65215 | 0.65215 | 0.65215 | 0.65215 | 0.65215 | 0.65215 | 0.65215 | 0.65215 | 0.65215 | 0.65215 | 0.65215 | 0.65215 | 0.32607 | 0.32607 | 0.32607 | 0.32607 | 0.32607 | 0.32607 | 0.32607 | 0.32607 | 0.32607 | 0.32607 |  | 1 | 2.7963
* | ESOLSTCN3E | Solar Thermal Centralized Generation Class 3 Cost Category E |  | ELCSOL | ELC | 2015 | 30 | 0.35761 | 31.536 | 0.3 | 0 | [8 empty] | 0 |  | 5260.8 | 3068.8 | 2885.6083 | 2251.7924 | 2858.514 | 2785.2188 | 2638.6283 | 2638.6283 | 2638.6283 | 2638.6283 | 2638.6283 | 76.8 | 64 | 58.805 | 58.805 | 58.805 | 58.805 | 58.805 | 58.805 | 58.805 | 58.805 | 58.805 | 0.1 | 47.2222 | 47.2222 | 47.2222 | 47.2222 | [12 empty] | 0.65215 | 0.65215 | 0.65215 | 0.65215 | 0.65215 | 0.65215 | 0.65215 | 0.65215 | 0.65215 | 0.65215 | 0.65215 | 0.65215 | 0.65215 | 0.65215 | 0.65215 | 0.65215 | 0.65215 | 0.65215 | 0.65215 | 0.65215 | 0.65215 | 0.65215 | 0.65215 | 0.65215 | 0.65215 | 0.65215 | 0.65215 | 0.65215 | 0.65215 | 0.65215 | 0.32607 | 0.32607 | 0.32607 | 0.32607 | 0.32607 | 0.32607 | 0.32607 | 0.32607 | 0.32607 | 0.65215 | 0.65215 | 0.65215 | 0.65215 | 0.65215 | 0.65215 | 0.65215 | 0.65215 | 0.65215 | 0.65215 | 0.65215 | 0.65215 | 0.65215 | 0.65215 | 0.65215 | 0.65215 | 0.65215 | 0.65215 | 0.65215 | 0.65215 | 0.65215 | 0.65215 | 0.65215 | 0.65215 | 0.65215 | 0.65215 | 0.65215 | 0.65215 | 0.65215 | 0.65215 | 0.32607 | 0.32607 | 0.32607 | 0.32607 | 0.32607 | 0.32607 | 0.32607 | 0.32607 | 0.32607 | 0.32607 | 0.65215 | 0.65215 | 0.65215 | 0.65215 | 0.65215 | 0.65215 | 0.65215 | 0.65215 | 0.65215 | 0.65215 | 0.65215 | 0.65215 | 0.65215 | 0.65215 | 0.65215 | 0.65215 | 0.65215 | 0.65215 | 0.65215 | 0.65215 | 0.65215 | 0.65215 | 0.65215 | 0.65215 | 0.65215 | 0.65215 | 0.65215 | 0.65215 | 0.65215 | 0.65215 | 0.32607 | 0.32607 | 0.32607 | 0.32607 | 0.32607 | 0.32607 | 0.32607 | 0.32607 | 0.32607 | 0.32607 |  | 1 | 2.7963
* | ESOLSTCN4A | Solar Thermal Centralized Generation Class 4 Cost Category A |  | ELCSOL | ELC | 2015 | 30 | 0.35761 | 31.536 | 0.3 | 0 | [8 empty] | 0 |  | 5260.8 | 3068.8 | 2885.6083 | 2251.7924 | 2858.514 | 2785.2188 | 2638.6283 | 2638.6283 | 2638.6283 | 2638.6283 | 2638.6283 | 76.8 | 64 | 58.805 | 58.805 | 58.805 | 58.805 | 58.805 | 58.805 | 58.805 | 58.805 | 58.805 | 0.1 | 47.2222 | 47.2222 | 47.2222 | 47.2222 | [12 empty] | 0.68165 | 0.68165 | 0.68165 | 0.68165 | 0.68165 | 0.68165 | 0.68165 | 0.68165 | 0.68165 | 0.68165 | 0.68165 | 0.68165 | 0.68165 | 0.68165 | 0.68165 | 0.68165 | 0.68165 | 0.68165 | 0.68165 | 0.68165 | 0.68165 | 0.68165 | 0.68165 | 0.68165 | 0.68165 | 0.68165 | 0.68165 | 0.68165 | 0.68165 | 0.68165 | 0.34082 | 0.34082 | 0.34082 | 0.34082 | 0.34082 | 0.34082 | 0.34082 | 0.34082 | 0.34082 | 0.68165 | 0.68165 | 0.68165 | 0.68165 | 0.68165 | 0.68165 | 0.68165 | 0.68165 | 0.68165 | 0.68165 | 0.68165 | 0.68165 | 0.68165 | 0.68165 | 0.68165 | 0.68165 | 0.68165 | 0.68165 | 0.68165 | 0.68165 | 0.68165 | 0.68165 | 0.68165 | 0.68165 | 0.68165 | 0.68165 | 0.68165 | 0.68165 | 0.68165 | 0.68165 | 0.34082 | 0.34082 | 0.34082 | 0.34082 | 0.34082 | 0.34082 | 0.34082 | 0.34082 | 0.34082 | 0.34082 | 0.68165 | 0.68165 | 0.68165 | 0.68165 | 0.68165 | 0.68165 | 0.68165 | 0.68165 | 0.68165 | 0.68165 | 0.68165 | 0.68165 | 0.68165 | 0.68165 | 0.68165 | 0.68165 | 0.68165 | 0.68165 | 0.68165 | 0.68165 | 0.68165 | 0.68165 | 0.68165 | 0.68165 | 0.68165 | 0.68165 | 0.68165 | 0.68165 | 0.68165 | 0.68165 | 0.34082 | 0.34082 | 0.34082 | 0.34082 | 0.34082 | 0.34082 | 0.34082 | 0.34082 | 0.34082 | 0.34082 |  | 1 | 2.7963
* | ESOLSTCN4B | Solar Thermal Centralized Generation Class 4 Cost Category B |  | ELCSOL | ELC | 2015 | 30 | 0.35761 | 31.536 | 0.3 | 0 | [8 empty] | 0 |  | 5260.8 | 3068.8 | 2885.6083 | 2251.7924 | 2858.514 | 2785.2188 | 2638.6283 | 2638.6283 | 2638.6283 | 2638.6283 | 2638.6283 | 76.8 | 64 | 58.805 | 58.805 | 58.805 | 58.805 | 58.805 | 58.805 | 58.805 | 58.805 | 58.805 | 0.1 | 47.2222 | 47.2222 | 47.2222 | 47.2222 | [12 empty] | 0.68165 | 0.68165 | 0.68165 | 0.68165 | 0.68165 | 0.68165 | 0.68165 | 0.68165 | 0.68165 | 0.68165 | 0.68165 | 0.68165 | 0.68165 | 0.68165 | 0.68165 | 0.68165 | 0.68165 | 0.68165 | 0.68165 | 0.68165 | 0.68165 | 0.68165 | 0.68165 | 0.68165 | 0.68165 | 0.68165 | 0.68165 | 0.68165 | 0.68165 | 0.68165 | 0.34082 | 0.34082 | 0.34082 | 0.34082 | 0.34082 | 0.34082 | 0.34082 | 0.34082 | 0.34082 | 0.68165 | 0.68165 | 0.68165 | 0.68165 | 0.68165 | 0.68165 | 0.68165 | 0.68165 | 0.68165 | 0.68165 | 0.68165 | 0.68165 | 0.68165 | 0.68165 | 0.68165 | 0.68165 | 0.68165 | 0.68165 | 0.68165 | 0.68165 | 0.68165 | 0.68165 | 0.68165 | 0.68165 | 0.68165 | 0.68165 | 0.68165 | 0.68165 | 0.68165 | 0.68165 | 0.34082 | 0.34082 | 0.34082 | 0.34082 | 0.34082 | 0.34082 | 0.34082 | 0.34082 | 0.34082 | 0.34082 | 0.68165 | 0.68165 | 0.68165 | 0.68165 | 0.68165 | 0.68165 | 0.68165 | 0.68165 | 0.68165 | 0.68165 | 0.68165 | 0.68165 | 0.68165 | 0.68165 | 0.68165 | 0.68165 | 0.68165 | 0.68165 | 0.68165 | 0.68165 | 0.68165 | 0.68165 | 0.68165 | 0.68165 | 0.68165 | 0.68165 | 0.68165 | 0.68165 | 0.68165 | 0.68165 | 0.34082 | 0.34082 | 0.34082 | 0.34082 | 0.34082 | 0.34082 | 0.34082 | 0.34082 | 0.34082 | 0.34082 |  | 1 | 2.7963
* | ESOLSTCN4C | Solar Thermal Centralized Generation Class 4 Cost Category C |  | ELCSOL | ELC | 2015 | 30 | 0.35761 | 31.536 | 0.3 | 0 | [8 empty] | 0 |  | 5260.8 | 3068.8 | 2885.6083 | 2251.7924 | 2858.514 | 2785.2188 | 2638.6283 | 2638.6283 | 2638.6283 | 2638.6283 | 2638.6283 | 76.8 | 64 | 58.805 | 58.805 | 58.805 | 58.805 | 58.805 | 58.805 | 58.805 | 58.805 | 58.805 | 0.1 | 47.2222 | 47.2222 | 47.2222 | 47.2222 | [12 empty] | 0.68165 | 0.68165 | 0.68165 | 0.68165 | 0.68165 | 0.68165 | 0.68165 | 0.68165 | 0.68165 | 0.68165 | 0.68165 | 0.68165 | 0.68165 | 0.68165 | 0.68165 | 0.68165 | 0.68165 | 0.68165 | 0.68165 | 0.68165 | 0.68165 | 0.68165 | 0.68165 | 0.68165 | 0.68165 | 0.68165 | 0.68165 | 0.68165 | 0.68165 | 0.68165 | 0.34082 | 0.34082 | 0.34082 | 0.34082 | 0.34082 | 0.34082 | 0.34082 | 0.34082 | 0.34082 | 0.68165 | 0.68165 | 0.68165 | 0.68165 | 0.68165 | 0.68165 | 0.68165 | 0.68165 | 0.68165 | 0.68165 | 0.68165 | 0.68165 | 0.68165 | 0.68165 | 0.68165 | 0.68165 | 0.68165 | 0.68165 | 0.68165 | 0.68165 | 0.68165 | 0.68165 | 0.68165 | 0.68165 | 0.68165 | 0.68165 | 0.68165 | 0.68165 | 0.68165 | 0.68165 | 0.34082 | 0.34082 | 0.34082 | 0.34082 | 0.34082 | 0.34082 | 0.34082 | 0.34082 | 0.34082 | 0.34082 | 0.68165 | 0.68165 | 0.68165 | 0.68165 | 0.68165 | 0.68165 | 0.68165 | 0.68165 | 0.68165 | 0.68165 | 0.68165 | 0.68165 | 0.68165 | 0.68165 | 0.68165 | 0.68165 | 0.68165 | 0.68165 | 0.68165 | 0.68165 | 0.68165 | 0.68165 | 0.68165 | 0.68165 | 0.68165 | 0.68165 | 0.68165 | 0.68165 | 0.68165 | 0.68165 | 0.34082 | 0.34082 | 0.34082 | 0.34082 | 0.34082 | 0.34082 | 0.34082 | 0.34082 | 0.34082 | 0.34082 |  | 1 | 2.7963
* | ESOLSTCN4D | Solar Thermal Centralized Generation Class 4 Cost Category D |  | ELCSOL | ELC | 2015 | 30 | 0.35761 | 31.536 | 0.3 | 0 | [8 empty] | 0 |  | 5260.8 | 3068.8 | 2885.6083 | 2251.7924 | 2858.514 | 2785.2188 | 2638.6283 | 2638.6283 | 2638.6283 | 2638.6283 | 2638.6283 | 76.8 | 64 | 58.805 | 58.805 | 58.805 | 58.805 | 58.805 | 58.805 | 58.805 | 58.805 | 58.805 | 0.1 | 47.2222 | 47.2222 | 47.2222 | 47.2222 | [12 empty] | 0.68165 | 0.68165 | 0.68165 | 0.68165 | 0.68165 | 0.68165 | 0.68165 | 0.68165 | 0.68165 | 0.68165 | 0.68165 | 0.68165 | 0.68165 | 0.68165 | 0.68165 | 0.68165 | 0.68165 | 0.68165 | 0.68165 | 0.68165 | 0.68165 | 0.68165 | 0.68165 | 0.68165 | 0.68165 | 0.68165 | 0.68165 | 0.68165 | 0.68165 | 0.68165 | 0.34082 | 0.34082 | 0.34082 | 0.34082 | 0.34082 | 0.34082 | 0.34082 | 0.34082 | 0.34082 | 0.68165 | 0.68165 | 0.68165 | 0.68165 | 0.68165 | 0.68165 | 0.68165 | 0.68165 | 0.68165 | 0.68165 | 0.68165 | 0.68165 | 0.68165 | 0.68165 | 0.68165 | 0.68165 | 0.68165 | 0.68165 | 0.68165 | 0.68165 | 0.68165 | 0.68165 | 0.68165 | 0.68165 | 0.68165 | 0.68165 | 0.68165 | 0.68165 | 0.68165 | 0.68165 | 0.34082 | 0.34082 | 0.34082 | 0.34082 | 0.34082 | 0.34082 | 0.34082 | 0.34082 | 0.34082 | 0.34082 | 0.68165 | 0.68165 | 0.68165 | 0.68165 | 0.68165 | 0.68165 | 0.68165 | 0.68165 | 0.68165 | 0.68165 | 0.68165 | 0.68165 | 0.68165 | 0.68165 | 0.68165 | 0.68165 | 0.68165 | 0.68165 | 0.68165 | 0.68165 | 0.68165 | 0.68165 | 0.68165 | 0.68165 | 0.68165 | 0.68165 | 0.68165 | 0.68165 | 0.68165 | 0.68165 | 0.34082 | 0.34082 | 0.34082 | 0.34082 | 0.34082 | 0.34082 | 0.34082 | 0.34082 | 0.34082 | 0.34082 |  | 1 | 2.7963
* | ESOLSTCN4E | Solar Thermal Centralized Generation Class 4 Cost Category E |  | ELCSOL | ELC | 2015 | 30 | 0.35761 | 31.536 | 0.3 | 0 | [8 empty] | 0 |  | 5260.8 | 3068.8 | 2885.6083 | 2251.7924 | 2858.514 | 2785.2188 | 2638.6283 | 2638.6283 | 2638.6283 | 2638.6283 | 2638.6283 | 76.8 | 64 | 58.805 | 58.805 | 58.805 | 58.805 | 58.805 | 58.805 | 58.805 | 58.805 | 58.805 | 0.1 | 47.2222 | 47.2222 | 47.2222 | 47.2222 | [12 empty] | 0.68165 | 0.68165 | 0.68165 | 0.68165 | 0.68165 | 0.68165 | 0.68165 | 0.68165 | 0.68165 | 0.68165 | 0.68165 | 0.68165 | 0.68165 | 0.68165 | 0.68165 | 0.68165 | 0.68165 | 0.68165 | 0.68165 | 0.68165 | 0.68165 | 0.68165 | 0.68165 | 0.68165 | 0.68165 | 0.68165 | 0.68165 | 0.68165 | 0.68165 | 0.68165 | 0.34082 | 0.34082 | 0.34082 | 0.34082 | 0.34082 | 0.34082 | 0.34082 | 0.34082 | 0.34082 | 0.68165 | 0.68165 | 0.68165 | 0.68165 | 0.68165 | 0.68165 | 0.68165 | 0.68165 | 0.68165 | 0.68165 | 0.68165 | 0.68165 | 0.68165 | 0.68165 | 0.68165 | 0.68165 | 0.68165 | 0.68165 | 0.68165 | 0.68165 | 0.68165 | 0.68165 | 0.68165 | 0.68165 | 0.68165 | 0.68165 | 0.68165 | 0.68165 | 0.68165 | 0.68165 | 0.34082 | 0.34082 | 0.34082 | 0.34082 | 0.34082 | 0.34082 | 0.34082 | 0.34082 | 0.34082 | 0.34082 | 0.68165 | 0.68165 | 0.68165 | 0.68165 | 0.68165 | 0.68165 | 0.68165 | 0.68165 | 0.68165 | 0.68165 | 0.68165 | 0.68165 | 0.68165 | 0.68165 | 0.68165 | 0.68165 | 0.68165 | 0.68165 | 0.68165 | 0.68165 | 0.68165 | 0.68165 | 0.68165 | 0.68165 | 0.68165 | 0.68165 | 0.68165 | 0.68165 | 0.68165 | 0.68165 | 0.34082 | 0.34082 | 0.34082 | 0.34082 | 0.34082 | 0.34082 | 0.34082 | 0.34082 | 0.34082 | 0.34082 |  | 1 | 2.7963
* | ESOLSTCN5A | Solar Thermal Centralized Generation Class 5 Cost Category A |  | ELCSOL | ELC | 2015 | 30 | 0.35761 | 31.536 | 0.3 | 0 | [8 empty] | 0 |  | 5260.8 | 3068.8 | 2885.6083 | 2251.7924 | 2858.514 | 2785.2188 | 2638.6283 | 2638.6283 | 2638.6283 | 2638.6283 | 2638.6283 | 76.8 | 64 | 58.805 | 58.805 | 58.805 | 58.805 | 58.805 | 58.805 | 58.805 | 58.805 | 58.805 | 0.1 | 47.2222 | 47.2222 | 47.2222 | 47.2222 | [12 empty] | 0.70918 | 0.70918 | 0.70918 | 0.70918 | 0.70918 | 0.70918 | 0.70918 | 0.70918 | 0.70918 | 0.70918 | 0.70918 | 0.70918 | 0.70918 | 0.70918 | 0.70918 | 0.70918 | 0.70918 | 0.70918 | 0.70918 | 0.70918 | 0.70918 | 0.70918 | 0.70918 | 0.70918 | 0.70918 | 0.70918 | 0.70918 | 0.70918 | 0.70918 | 0.70918 | 0.35459 | 0.35459 | 0.35459 | 0.35459 | 0.35459 | 0.35459 | 0.35459 | 0.35459 | 0.35459 | 0.70918 | 0.70918 | 0.70918 | 0.70918 | 0.70918 | 0.70918 | 0.70918 | 0.70918 | 0.70918 | 0.70918 | 0.70918 | 0.70918 | 0.70918 | 0.70918 | 0.70918 | 0.70918 | 0.70918 | 0.70918 | 0.70918 | 0.70918 | 0.70918 | 0.70918 | 0.70918 | 0.70918 | 0.70918 | 0.70918 | 0.70918 | 0.70918 | 0.70918 | 0.70918 | 0.35459 | 0.35459 | 0.35459 | 0.35459 | 0.35459 | 0.35459 | 0.35459 | 0.35459 | 0.35459 | 0.35459 | 0.70918 | 0.70918 | 0.70918 | 0.70918 | 0.70918 | 0.70918 | 0.70918 | 0.70918 | 0.70918 | 0.70918 | 0.70918 | 0.70918 | 0.70918 | 0.70918 | 0.70918 | 0.70918 | 0.70918 | 0.70918 | 0.70918 | 0.70918 | 0.70918 | 0.70918 | 0.70918 | 0.70918 | 0.70918 | 0.70918 | 0.70918 | 0.70918 | 0.70918 | 0.70918 | 0.35459 | 0.35459 | 0.35459 | 0.35459 | 0.35459 | 0.35459 | 0.35459 | 0.35459 | 0.35459 | 0.35459 |  | 1 | 2.7963
* | ESOLSTCN5B | Solar Thermal Centralized Generation Class 5 Cost Category B |  | ELCSOL | ELC | 2015 | 30 | 0.35761 | 31.536 | 0.3 | 0 | [8 empty] | 0 |  | 5260.8 | 3068.8 | 2885.6083 | 2251.7924 | 2858.514 | 2785.2188 | 2638.6283 | 2638.6283 | 2638.6283 | 2638.6283 | 2638.6283 | 76.8 | 64 | 58.805 | 58.805 | 58.805 | 58.805 | 58.805 | 58.805 | 58.805 | 58.805 | 58.805 | 0.1 | 47.2222 | 47.2222 | 47.2222 | 47.2222 | [12 empty] | 0.70918 | 0.70918 | 0.70918 | 0.70918 | 0.70918 | 0.70918 | 0.70918 | 0.70918 | 0.70918 | 0.70918 | 0.70918 | 0.70918 | 0.70918 | 0.70918 | 0.70918 | 0.70918 | 0.70918 | 0.70918 | 0.70918 | 0.70918 | 0.70918 | 0.70918 | 0.70918 | 0.70918 | 0.70918 | 0.70918 | 0.70918 | 0.70918 | 0.70918 | 0.70918 | 0.35459 | 0.35459 | 0.35459 | 0.35459 | 0.35459 | 0.35459 | 0.35459 | 0.35459 | 0.35459 | 0.70918 | 0.70918 | 0.70918 | 0.70918 | 0.70918 | 0.70918 | 0.70918 | 0.70918 | 0.70918 | 0.70918 | 0.70918 | 0.70918 | 0.70918 | 0.70918 | 0.70918 | 0.70918 | 0.70918 | 0.70918 | 0.70918 | 0.70918 | 0.70918 | 0.70918 | 0.70918 | 0.70918 | 0.70918 | 0.70918 | 0.70918 | 0.70918 | 0.70918 | 0.70918 | 0.35459 | 0.35459 | 0.35459 | 0.35459 | 0.35459 | 0.35459 | 0.35459 | 0.35459 | 0.35459 | 0.35459 | 0.70918 | 0.70918 | 0.70918 | 0.70918 | 0.70918 | 0.70918 | 0.70918 | 0.70918 | 0.70918 | 0.70918 | 0.70918 | 0.70918 | 0.70918 | 0.70918 | 0.70918 | 0.70918 | 0.70918 | 0.70918 | 0.70918 | 0.70918 | 0.70918 | 0.70918 | 0.70918 | 0.70918 | 0.70918 | 0.70918 | 0.70918 | 0.70918 | 0.70918 | 0.70918 | 0.35459 | 0.35459 | 0.35459 | 0.35459 | 0.35459 | 0.35459 | 0.35459 | 0.35459 | 0.35459 | 0.35459 |  | 1 | 2.7963
* | ESOLSTCN5C | Solar Thermal Centralized Generation Class 5 Cost Category C |  | ELCSOL | ELC | 2015 | 30 | 0.35761 | 31.536 | 0.3 | 0 | [8 empty] | 0 |  | 5260.8 | 3068.8 | 2885.6083 | 2251.7924 | 2858.514 | 2785.2188 | 2638.6283 | 2638.6283 | 2638.6283 | 2638.6283 | 2638.6283 | 76.8 | 64 | 58.805 | 58.805 | 58.805 | 58.805 | 58.805 | 58.805 | 58.805 | 58.805 | 58.805 | 0.1 | 47.2222 | 47.2222 | 47.2222 | 47.2222 | [12 empty] | 0.70918 | 0.70918 | 0.70918 | 0.70918 | 0.70918 | 0.70918 | 0.70918 | 0.70918 | 0.70918 | 0.70918 | 0.70918 | 0.70918 | 0.70918 | 0.70918 | 0.70918 | 0.70918 | 0.70918 | 0.70918 | 0.70918 | 0.70918 | 0.70918 | 0.70918 | 0.70918 | 0.70918 | 0.70918 | 0.70918 | 0.70918 | 0.70918 | 0.70918 | 0.70918 | 0.35459 | 0.35459 | 0.35459 | 0.35459 | 0.35459 | 0.35459 | 0.35459 | 0.35459 | 0.35459 | 0.70918 | 0.70918 | 0.70918 | 0.70918 | 0.70918 | 0.70918 | 0.70918 | 0.70918 | 0.70918 | 0.70918 | 0.70918 | 0.70918 | 0.70918 | 0.70918 | 0.70918 | 0.70918 | 0.70918 | 0.70918 | 0.70918 | 0.70918 | 0.70918 | 0.70918 | 0.70918 | 0.70918 | 0.70918 | 0.70918 | 0.70918 | 0.70918 | 0.70918 | 0.70918 | 0.35459 | 0.35459 | 0.35459 | 0.35459 | 0.35459 | 0.35459 | 0.35459 | 0.35459 | 0.35459 | 0.35459 | 0.70918 | 0.70918 | 0.70918 | 0.70918 | 0.70918 | 0.70918 | 0.70918 | 0.70918 | 0.70918 | 0.70918 | 0.70918 | 0.70918 | 0.70918 | 0.70918 | 0.70918 | 0.70918 | 0.70918 | 0.70918 | 0.70918 | 0.70918 | 0.70918 | 0.70918 | 0.70918 | 0.70918 | 0.70918 | 0.70918 | 0.70918 | 0.70918 | 0.70918 | 0.70918 | 0.35459 | 0.35459 | 0.35459 | 0.35459 | 0.35459 | 0.35459 | 0.35459 | 0.35459 | 0.35459 | 0.35459 |  | 1 | 2.7963
* | ESOLSTCN5D | Solar Thermal Centralized Generation Class 5 Cost Category D |  | ELCSOL | ELC | 2015 | 30 | 0.35761 | 31.536 | 0.3 | 0 | [8 empty] | 0 |  | 5260.8 | 3068.8 | 2885.6083 | 2251.7924 | 2858.514 | 2785.2188 | 2638.6283 | 2638.6283 | 2638.6283 | 2638.6283 | 2638.6283 | 76.8 | 64 | 58.805 | 58.805 | 58.805 | 58.805 | 58.805 | 58.805 | 58.805 | 58.805 | 58.805 | 0.1 | 47.2222 | 47.2222 | 47.2222 | 47.2222 | [12 empty] | 0.70918 | 0.70918 | 0.70918 | 0.70918 | 0.70918 | 0.70918 | 0.70918 | 0.70918 | 0.70918 | 0.70918 | 0.70918 | 0.70918 | 0.70918 | 0.70918 | 0.70918 | 0.70918 | 0.70918 | 0.70918 | 0.70918 | 0.70918 | 0.70918 | 0.70918 | 0.70918 | 0.70918 | 0.70918 | 0.70918 | 0.70918 | 0.70918 | 0.70918 | 0.70918 | 0.35459 | 0.35459 | 0.35459 | 0.35459 | 0.35459 | 0.35459 | 0.35459 | 0.35459 | 0.35459 | 0.70918 | 0.70918 | 0.70918 | 0.70918 | 0.70918 | 0.70918 | 0.70918 | 0.70918 | 0.70918 | 0.70918 | 0.70918 | 0.70918 | 0.70918 | 0.70918 | 0.70918 | 0.70918 | 0.70918 | 0.70918 | 0.70918 | 0.70918 | 0.70918 | 0.70918 | 0.70918 | 0.70918 | 0.70918 | 0.70918 | 0.70918 | 0.70918 | 0.70918 | 0.70918 | 0.35459 | 0.35459 | 0.35459 | 0.35459 | 0.35459 | 0.35459 | 0.35459 | 0.35459 | 0.35459 | 0.35459 | 0.70918 | 0.70918 | 0.70918 | 0.70918 | 0.70918 | 0.70918 | 0.70918 | 0.70918 | 0.70918 | 0.70918 | 0.70918 | 0.70918 | 0.70918 | 0.70918 | 0.70918 | 0.70918 | 0.70918 | 0.70918 | 0.70918 | 0.70918 | 0.70918 | 0.70918 | 0.70918 | 0.70918 | 0.70918 | 0.70918 | 0.70918 | 0.70918 | 0.70918 | 0.70918 | 0.35459 | 0.35459 | 0.35459 | 0.35459 | 0.35459 | 0.35459 | 0.35459 | 0.35459 | 0.35459 | 0.35459 |  | 1 | 2.7963
* | ESOLSTCN5E | Solar Thermal Centralized Generation Class 5 Cost Category E |  | ELCSOL | ELC | 2015 | 30 | 0.35761 | 31.536 | 0.3 | 0 | [8 empty] | 0 |  | 5260.8 | 3068.8 | 2885.6083 | 2251.7924 | 2858.514 | 2785.2188 | 2638.6283 | 2638.6283 | 2638.6283 | 2638.6283 | 2638.6283 | 76.8 | 64 | 58.805 | 58.805 | 58.805 | 58.805 | 58.805 | 58.805 | 58.805 | 58.805 | 58.805 | 0.1 | 47.2222 | 47.2222 | 47.2222 | 47.2222 | [12 empty] | 0.70918 | 0.70918 | 0.70918 | 0.70918 | 0.70918 | 0.70918 | 0.70918 | 0.70918 | 0.70918 | 0.70918 | 0.70918 | 0.70918 | 0.70918 | 0.70918 | 0.70918 | 0.70918 | 0.70918 | 0.70918 | 0.70918 | 0.70918 | 0.70918 | 0.70918 | 0.70918 | 0.70918 | 0.70918 | 0.70918 | 0.70918 | 0.70918 | 0.70918 | 0.70918 | 0.35459 | 0.35459 | 0.35459 | 0.35459 | 0.35459 | 0.35459 | 0.35459 | 0.35459 | 0.35459 | 0.70918 | 0.70918 | 0.70918 | 0.70918 | 0.70918 | 0.70918 | 0.70918 | 0.70918 | 0.70918 | 0.70918 | 0.70918 | 0.70918 | 0.70918 | 0.70918 | 0.70918 | 0.70918 | 0.70918 | 0.70918 | 0.70918 | 0.70918 | 0.70918 | 0.70918 | 0.70918 | 0.70918 | 0.70918 | 0.70918 | 0.70918 | 0.70918 | 0.70918 | 0.70918 | 0.35459 | 0.35459 | 0.35459 | 0.35459 | 0.35459 | 0.35459 | 0.35459 | 0.35459 | 0.35459 | 0.35459 | 0.70918 | 0.70918 | 0.70918 | 0.70918 | 0.70918 | 0.70918 | 0.70918 | 0.70918 | 0.70918 | 0.70918 | 0.70918 | 0.70918 | 0.70918 | 0.70918 | 0.70918 | 0.70918 | 0.70918 | 0.70918 | 0.70918 | 0.70918 | 0.70918 | 0.70918 | 0.70918 | 0.70918 | 0.70918 | 0.70918 | 0.70918 | 0.70918 | 0.70918 | 0.70918 | 0.35459 | 0.35459 | 0.35459 | 0.35459 | 0.35459 | 0.35459 | 0.35459 | 0.35459 | 0.35459 | 0.35459 |  | 1 | 2.7963
* | ESOLSTCN1A | Solar Thermal Centralized Generation Class 1 Cost Category A |  | ELCSOL | ELC | 2015 | 30 | 0.35761 | 31.536 | 0.3 | 0 | [8 empty] | 2.9889 |  | 5476.2128 | 3284.2128 | 3101.0211 | 2467.2052 | 3073.9268 | 3000.6316 | 2854.0411 | 2854.0411 | 2854.0411 | 2854.0411 | 2854.0411 | 76.8 | 64 | 58.805 | 58.805 | 58.805 | 58.805 | 58.805 | 58.805 | 58.805 | 58.805 | 58.805 | 0.1 | 47.2222 | 47.2222 | 47.2222 | 47.2222 | [12 empty] | 0.46489 | 0.46489 | 0.46489 | 0.46489 | 0.46489 | 0.46489 | 0.46489 | 0.46489 | 0.46489 | 0.46489 | 0.46489 | 0.46489 | 0.46489 | 0.46489 | 0.46489 | 0.46489 | 0.46489 | 0.46489 | 0.46489 | 0.46489 | 0.46489 | 0.46489 | 0.46489 | 0.46489 | 0.46489 | 0.46489 | 0.46489 | 0.46489 | 0.46489 | 0.46489 | 0.23245 | 0.23245 | 0.23245 | 0.23245 | 0.23245 | 0.23245 | 0.23245 | 0.23245 | 0.23245 | 0.46489 | 0.46489 | 0.46489 | 0.46489 | 0.46489 | 0.46489 | 0.46489 | 0.46489 | 0.46489 | 0.46489 | 0.46489 | 0.46489 | 0.46489 | 0.46489 | 0.46489 | 0.46489 | 0.46489 | 0.46489 | 0.46489 | 0.46489 | 0.46489 | 0.46489 | 0.46489 | 0.46489 | 0.46489 | 0.46489 | 0.46489 | 0.46489 | 0.46489 | 0.46489 | 0.23245 | 0.23245 | 0.23245 | 0.23245 | 0.23245 | 0.23245 | 0.23245 | 0.23245 | 0.23245 | 0.23245 | 0.46489 | 0.46489 | 0.46489 | 0.46489 | 0.46489 | 0.46489 | 0.46489 | 0.46489 | 0.46489 | 0.46489 | 0.46489 | 0.46489 | 0.46489 | 0.46489 | 0.46489 | 0.46489 | 0.46489 | 0.46489 | 0.46489 | 0.46489 | 0.46489 | 0.46489 | 0.46489 | 0.46489 | 0.46489 | 0.46489 | 0.46489 | 0.46489 | 0.46489 | 0.46489 | 0.23245 | 0.23245 | 0.23245 | 0.23245 | 0.23245 | 0.23245 | 0.23245 | 0.23245 | 0.23245 | 0.23245 |  | 1 | 2.7963
* | ESOLSTCN1B | Solar Thermal Centralized Generation Class 1 Cost Category B |  | ELCSOL | ELC | 2015 | 30 | 0.35761 | 31.536 | 0.3 | 0 | [8 empty] | 6.5795 |  | 5705.563 | 3513.563 | 3330.3714 | 2696.5554 | 3303.2771 | 3229.9819 | 3083.3914 | 3083.3914 | 3083.3914 | 3083.3914 | 3083.3914 | 76.8 | 64 | 58.805 | 58.805 | 58.805 | 58.805 | 58.805 | 58.805 | 58.805 | 58.805 | 58.805 | 0.1 | 47.2222 | 47.2222 | 47.2222 | 47.2222 | [12 empty] | 0.46489 | 0.46489 | 0.46489 | 0.46489 | 0.46489 | 0.46489 | 0.46489 | 0.46489 | 0.46489 | 0.46489 | 0.46489 | 0.46489 | 0.46489 | 0.46489 | 0.46489 | 0.46489 | 0.46489 | 0.46489 | 0.46489 | 0.46489 | 0.46489 | 0.46489 | 0.46489 | 0.46489 | 0.46489 | 0.46489 | 0.46489 | 0.46489 | 0.46489 | 0.46489 | 0.23245 | 0.23245 | 0.23245 | 0.23245 | 0.23245 | 0.23245 | 0.23245 | 0.23245 | 0.23245 | 0.46489 | 0.46489 | 0.46489 | 0.46489 | 0.46489 | 0.46489 | 0.46489 | 0.46489 | 0.46489 | 0.46489 | 0.46489 | 0.46489 | 0.46489 | 0.46489 | 0.46489 | 0.46489 | 0.46489 | 0.46489 | 0.46489 | 0.46489 | 0.46489 | 0.46489 | 0.46489 | 0.46489 | 0.46489 | 0.46489 | 0.46489 | 0.46489 | 0.46489 | 0.46489 | 0.23245 | 0.23245 | 0.23245 | 0.23245 | 0.23245 | 0.23245 | 0.23245 | 0.23245 | 0.23245 | 0.23245 | 0.46489 | 0.46489 | 0.46489 | 0.46489 | 0.46489 | 0.46489 | 0.46489 | 0.46489 | 0.46489 | 0.46489 | 0.46489 | 0.46489 | 0.46489 | 0.46489 | 0.46489 | 0.46489 | 0.46489 | 0.46489 | 0.46489 | 0.46489 | 0.46489 | 0.46489 | 0.46489 | 0.46489 | 0.46489 | 0.46489 | 0.46489 | 0.46489 | 0.46489 | 0.46489 | 0.23245 | 0.23245 | 0.23245 | 0.23245 | 0.23245 | 0.23245 | 0.23245 | 0.23245 | 0.23245 | 0.23245 |  | 1 | 2.7963
* | ESOLSTCN1C | Solar Thermal Centralized Generation Class 1 Cost Category C |  | ELCSOL | ELC | 2015 | 30 | 0.35761 | 31.536 | 0.3 | 0 | [8 empty] | 10.0798 |  | 5859.1046 | 3667.1046 | 3483.9129 | 2850.097 | 3456.8186 | 3383.5234 | 3236.9329 | 3236.9329 | 3236.9329 | 3236.9329 | 3236.9329 | 76.8 | 64 | 58.805 | 58.805 | 58.805 | 58.805 | 58.805 | 58.805 | 58.805 | 58.805 | 58.805 | 0.1 | 47.2222 | 47.2222 | 47.2222 | 47.2222 | [12 empty] | 0.46489 | 0.46489 | 0.46489 | 0.46489 | 0.46489 | 0.46489 | 0.46489 | 0.46489 | 0.46489 | 0.46489 | 0.46489 | 0.46489 | 0.46489 | 0.46489 | 0.46489 | 0.46489 | 0.46489 | 0.46489 | 0.46489 | 0.46489 | 0.46489 | 0.46489 | 0.46489 | 0.46489 | 0.46489 | 0.46489 | 0.46489 | 0.46489 | 0.46489 | 0.46489 | 0.23245 | 0.23245 | 0.23245 | 0.23245 | 0.23245 | 0.23245 | 0.23245 | 0.23245 | 0.23245 | 0.46489 | 0.46489 | 0.46489 | 0.46489 | 0.46489 | 0.46489 | 0.46489 | 0.46489 | 0.46489 | 0.46489 | 0.46489 | 0.46489 | 0.46489 | 0.46489 | 0.46489 | 0.46489 | 0.46489 | 0.46489 | 0.46489 | 0.46489 | 0.46489 | 0.46489 | 0.46489 | 0.46489 | 0.46489 | 0.46489 | 0.46489 | 0.46489 | 0.46489 | 0.46489 | 0.23245 | 0.23245 | 0.23245 | 0.23245 | 0.23245 | 0.23245 | 0.23245 | 0.23245 | 0.23245 | 0.23245 | 0.46489 | 0.46489 | 0.46489 | 0.46489 | 0.46489 | 0.46489 | 0.46489 | 0.46489 | 0.46489 | 0.46489 | 0.46489 | 0.46489 | 0.46489 | 0.46489 | 0.46489 | 0.46489 | 0.46489 | 0.46489 | 0.46489 | 0.46489 | 0.46489 | 0.46489 | 0.46489 | 0.46489 | 0.46489 | 0.46489 | 0.46489 | 0.46489 | 0.46489 | 0.46489 | 0.23245 | 0.23245 | 0.23245 | 0.23245 | 0.23245 | 0.23245 | 0.23245 | 0.23245 | 0.23245 | 0.23245 |  | 1 | 2.7963
* | ESOLSTCN1D | Solar Thermal Centralized Generation Class 1 Cost Category D |  | ELCSOL | ELC | 2015 | 30 | 0.35761 | 31.536 | 0.3 | 0 | [8 empty] | 6.8057 |  | 6044.7086 | 3852.7086 | 3669.517 | 3035.701 | 3642.4227 | 3569.1275 | 3422.537 | 3422.537 | 3422.537 | 3422.537 | 3422.537 | 76.8 | 64 | 58.805 | 58.805 | 58.805 | 58.805 | 58.805 | 58.805 | 58.805 | 58.805 | 58.805 | 0.1 | 47.2222 | 47.2222 | 47.2222 | 47.2222 | [12 empty] | 0.46489 | 0.46489 | 0.46489 | 0.46489 | 0.46489 | 0.46489 | 0.46489 | 0.46489 | 0.46489 | 0.46489 | 0.46489 | 0.46489 | 0.46489 | 0.46489 | 0.46489 | 0.46489 | 0.46489 | 0.46489 | 0.46489 | 0.46489 | 0.46489 | 0.46489 | 0.46489 | 0.46489 | 0.46489 | 0.46489 | 0.46489 | 0.46489 | 0.46489 | 0.46489 | 0.23245 | 0.23245 | 0.23245 | 0.23245 | 0.23245 | 0.23245 | 0.23245 | 0.23245 | 0.23245 | 0.46489 | 0.46489 | 0.46489 | 0.46489 | 0.46489 | 0.46489 | 0.46489 | 0.46489 | 0.46489 | 0.46489 | 0.46489 | 0.46489 | 0.46489 | 0.46489 | 0.46489 | 0.46489 | 0.46489 | 0.46489 | 0.46489 | 0.46489 | 0.46489 | 0.46489 | 0.46489 | 0.46489 | 0.46489 | 0.46489 | 0.46489 | 0.46489 | 0.46489 | 0.46489 | 0.23245 | 0.23245 | 0.23245 | 0.23245 | 0.23245 | 0.23245 | 0.23245 | 0.23245 | 0.23245 | 0.23245 | 0.46489 | 0.46489 | 0.46489 | 0.46489 | 0.46489 | 0.46489 | 0.46489 | 0.46489 | 0.46489 | 0.46489 | 0.46489 | 0.46489 | 0.46489 | 0.46489 | 0.46489 | 0.46489 | 0.46489 | 0.46489 | 0.46489 | 0.46489 | 0.46489 | 0.46489 | 0.46489 | 0.46489 | 0.46489 | 0.46489 | 0.46489 | 0.46489 | 0.46489 | 0.46489 | 0.23245 | 0.23245 | 0.23245 | 0.23245 | 0.23245 | 0.23245 | 0.23245 | 0.23245 | 0.23245 | 0.23245 |  | 1 | 2.7963
* | ESOLSTCN1E | Solar Thermal Centralized Generation Class 1 Cost Category E |  | ELCSOL | ELC | 2015 | 30 | 0.35761 | 31.536 | 0.3 | 0 | [8 empty] | 10.8668 |  | 6150.5867 | 3958.5867 | 3775.395 | 3141.5791 | 3748.3007 | 3675.0055 | 3528.415 | 3528.415 | 3528.415 | 3528.415 | 3528.415 | 76.8 | 64 | 58.805 | 58.805 | 58.805 | 58.805 | 58.805 | 58.805 | 58.805 | 58.805 | 58.805 | 0.1 | 47.2222 | 47.2222 | 47.2222 | 47.2222 | [12 empty] | 0.46489 | 0.46489 | 0.46489 | 0.46489 | 0.46489 | 0.46489 | 0.46489 | 0.46489 | 0.46489 | 0.46489 | 0.46489 | 0.46489 | 0.46489 | 0.46489 | 0.46489 | 0.46489 | 0.46489 | 0.46489 | 0.46489 | 0.46489 | 0.46489 | 0.46489 | 0.46489 | 0.46489 | 0.46489 | 0.46489 | 0.46489 | 0.46489 | 0.46489 | 0.46489 | 0.23245 | 0.23245 | 0.23245 | 0.23245 | 0.23245 | 0.23245 | 0.23245 | 0.23245 | 0.23245 | 0.46489 | 0.46489 | 0.46489 | 0.46489 | 0.46489 | 0.46489 | 0.46489 | 0.46489 | 0.46489 | 0.46489 | 0.46489 | 0.46489 | 0.46489 | 0.46489 | 0.46489 | 0.46489 | 0.46489 | 0.46489 | 0.46489 | 0.46489 | 0.46489 | 0.46489 | 0.46489 | 0.46489 | 0.46489 | 0.46489 | 0.46489 | 0.46489 | 0.46489 | 0.46489 | 0.23245 | 0.23245 | 0.23245 | 0.23245 | 0.23245 | 0.23245 | 0.23245 | 0.23245 | 0.23245 | 0.23245 | 0.46489 | 0.46489 | 0.46489 | 0.46489 | 0.46489 | 0.46489 | 0.46489 | 0.46489 | 0.46489 | 0.46489 | 0.46489 | 0.46489 | 0.46489 | 0.46489 | 0.46489 | 0.46489 | 0.46489 | 0.46489 | 0.46489 | 0.46489 | 0.46489 | 0.46489 | 0.46489 | 0.46489 | 0.46489 | 0.46489 | 0.46489 | 0.46489 | 0.46489 | 0.46489 | 0.23245 | 0.23245 | 0.23245 | 0.23245 | 0.23245 | 0.23245 | 0.23245 | 0.23245 | 0.23245 | 0.23245 |  | 1 | 2.7963
* | ESOLSTCN2A | Solar Thermal Centralized Generation Class 2 Cost Category A |  | ELCSOL | ELC | 2015 | 30 | 0.35761 | 31.536 | 0.3 | 0 | [8 empty] | 6.6376 |  | 5781.5115 | 3589.5115 | 3406.3198 | 2772.5039 | 3379.2255 | 3305.9303 | 3159.3398 | 3159.3398 | 3159.3398 | 3159.3398 | 3159.3398 | 76.8 | 64 | 58.805 | 58.805 | 58.805 | 58.805 | 58.805 | 58.805 | 58.805 | 58.805 | 58.805 | 0.1 | 47.2222 | 47.2222 | 47.2222 | 47.2222 | [12 empty] | 0.59353 | 0.59353 | 0.59353 | 0.59353 | 0.59353 | 0.59353 | 0.59353 | 0.59353 | 0.59353 | 0.59353 | 0.59353 | 0.59353 | 0.59353 | 0.59353 | 0.59353 | 0.59353 | 0.59353 | 0.59353 | 0.59353 | 0.59353 | 0.59353 | 0.59353 | 0.59353 | 0.59353 | 0.59353 | 0.59353 | 0.59353 | 0.59353 | 0.59353 | 0.59353 | 0.29677 | 0.29677 | 0.29677 | 0.29677 | 0.29677 | 0.29677 | 0.29677 | 0.29677 | 0.29677 | 0.59353 | 0.59353 | 0.59353 | 0.59353 | 0.59353 | 0.59353 | 0.59353 | 0.59353 | 0.59353 | 0.59353 | 0.59353 | 0.59353 | 0.59353 | 0.59353 | 0.59353 | 0.59353 | 0.59353 | 0.59353 | 0.59353 | 0.59353 | 0.59353 | 0.59353 | 0.59353 | 0.59353 | 0.59353 | 0.59353 | 0.59353 | 0.59353 | 0.59353 | 0.59353 | 0.29677 | 0.29677 | 0.29677 | 0.29677 | 0.29677 | 0.29677 | 0.29677 | 0.29677 | 0.29677 | 0.29677 | 0.59353 | 0.59353 | 0.59353 | 0.59353 | 0.59353 | 0.59353 | 0.59353 | 0.59353 | 0.59353 | 0.59353 | 0.59353 | 0.59353 | 0.59353 | 0.59353 | 0.59353 | 0.59353 | 0.59353 | 0.59353 | 0.59353 | 0.59353 | 0.59353 | 0.59353 | 0.59353 | 0.59353 | 0.59353 | 0.59353 | 0.59353 | 0.59353 | 0.59353 | 0.59353 | 0.29677 | 0.29677 | 0.29677 | 0.29677 | 0.29677 | 0.29677 | 0.29677 | 0.29677 | 0.29677 | 0.29677 |  | 1 | 2.7963
* | ESOLSTCN2B | Solar Thermal Centralized Generation Class 2 Cost Category B |  | ELCSOL | ELC | 2015 | 30 | 0.35761 | 31.536 | 0.3 | 0 | [8 empty] | 12.358 |  | 5876.1569 | 3684.1569 | 3500.9652 | 2867.1493 | 3473.8709 | 3400.5757 | 3253.9852 | 3253.9852 | 3253.9852 | 3253.9852 | 3253.9852 | 76.8 | 64 | 58.805 | 58.805 | 58.805 | 58.805 | 58.805 | 58.805 | 58.805 | 58.805 | 58.805 | 0.1 | 47.2222 | 47.2222 | 47.2222 | 47.2222 | [12 empty] | 0.59353 | 0.59353 | 0.59353 | 0.59353 | 0.59353 | 0.59353 | 0.59353 | 0.59353 | 0.59353 | 0.59353 | 0.59353 | 0.59353 | 0.59353 | 0.59353 | 0.59353 | 0.59353 | 0.59353 | 0.59353 | 0.59353 | 0.59353 | 0.59353 | 0.59353 | 0.59353 | 0.59353 | 0.59353 | 0.59353 | 0.59353 | 0.59353 | 0.59353 | 0.59353 | 0.29677 | 0.29677 | 0.29677 | 0.29677 | 0.29677 | 0.29677 | 0.29677 | 0.29677 | 0.29677 | 0.59353 | 0.59353 | 0.59353 | 0.59353 | 0.59353 | 0.59353 | 0.59353 | 0.59353 | 0.59353 | 0.59353 | 0.59353 | 0.59353 | 0.59353 | 0.59353 | 0.59353 | 0.59353 | 0.59353 | 0.59353 | 0.59353 | 0.59353 | 0.59353 | 0.59353 | 0.59353 | 0.59353 | 0.59353 | 0.59353 | 0.59353 | 0.59353 | 0.59353 | 0.59353 | 0.29677 | 0.29677 | 0.29677 | 0.29677 | 0.29677 | 0.29677 | 0.29677 | 0.29677 | 0.29677 | 0.29677 | 0.59353 | 0.59353 | 0.59353 | 0.59353 | 0.59353 | 0.59353 | 0.59353 | 0.59353 | 0.59353 | 0.59353 | 0.59353 | 0.59353 | 0.59353 | 0.59353 | 0.59353 | 0.59353 | 0.59353 | 0.59353 | 0.59353 | 0.59353 | 0.59353 | 0.59353 | 0.59353 | 0.59353 | 0.59353 | 0.59353 | 0.59353 | 0.59353 | 0.59353 | 0.59353 | 0.29677 | 0.29677 | 0.29677 | 0.29677 | 0.29677 | 0.29677 | 0.29677 | 0.29677 | 0.29677 | 0.29677 |  | 1 | 2.7963
* | ESOLSTCN2C | Solar Thermal Centralized Generation Class 2 Cost Category C |  | ELCSOL | ELC | 2015 | 30 | 0.35761 | 31.536 | 0.3 | 0 | [8 empty] | 6.3717 |  | 5964.3139 | 3772.3139 | 3589.1222 | 2955.3063 | 3562.0279 | 3488.7327 | 3342.1422 | 3342.1422 | 3342.1422 | 3342.1422 | 3342.1422 | 76.8 | 64 | 58.805 | 58.805 | 58.805 | 58.805 | 58.805 | 58.805 | 58.805 | 58.805 | 58.805 | 0.1 | 47.2222 | 47.2222 | 47.2222 | 47.2222 | [12 empty] | 0.59353 | 0.59353 | 0.59353 | 0.59353 | 0.59353 | 0.59353 | 0.59353 | 0.59353 | 0.59353 | 0.59353 | 0.59353 | 0.59353 | 0.59353 | 0.59353 | 0.59353 | 0.59353 | 0.59353 | 0.59353 | 0.59353 | 0.59353 | 0.59353 | 0.59353 | 0.59353 | 0.59353 | 0.59353 | 0.59353 | 0.59353 | 0.59353 | 0.59353 | 0.59353 | 0.29677 | 0.29677 | 0.29677 | 0.29677 | 0.29677 | 0.29677 | 0.29677 | 0.29677 | 0.29677 | 0.59353 | 0.59353 | 0.59353 | 0.59353 | 0.59353 | 0.59353 | 0.59353 | 0.59353 | 0.59353 | 0.59353 | 0.59353 | 0.59353 | 0.59353 | 0.59353 | 0.59353 | 0.59353 | 0.59353 | 0.59353 | 0.59353 | 0.59353 | 0.59353 | 0.59353 | 0.59353 | 0.59353 | 0.59353 | 0.59353 | 0.59353 | 0.59353 | 0.59353 | 0.59353 | 0.29677 | 0.29677 | 0.29677 | 0.29677 | 0.29677 | 0.29677 | 0.29677 | 0.29677 | 0.29677 | 0.29677 | 0.59353 | 0.59353 | 0.59353 | 0.59353 | 0.59353 | 0.59353 | 0.59353 | 0.59353 | 0.59353 | 0.59353 | 0.59353 | 0.59353 | 0.59353 | 0.59353 | 0.59353 | 0.59353 | 0.59353 | 0.59353 | 0.59353 | 0.59353 | 0.59353 | 0.59353 | 0.59353 | 0.59353 | 0.59353 | 0.59353 | 0.59353 | 0.59353 | 0.59353 | 0.59353 | 0.29677 | 0.29677 | 0.29677 | 0.29677 | 0.29677 | 0.29677 | 0.29677 | 0.29677 | 0.29677 | 0.29677 |  | 1 | 2.7963
* | ESOLSTCN2D | Solar Thermal Centralized Generation Class 2 Cost Category D |  | ELCSOL | ELC | 2015 | 30 | 0.35761 | 31.536 | 0.3 | 0 | [8 empty] | 6.8502 |  | 6066.1714 | 3874.1714 | 3690.9798 | 3057.1638 | 3663.8855 | 3590.5903 | 3443.9998 | 3443.9998 | 3443.9998 | 3443.9998 | 3443.9998 | 76.8 | 64 | 58.805 | 58.805 | 58.805 | 58.805 | 58.805 | 58.805 | 58.805 | 58.805 | 58.805 | 0.1 | 47.2222 | 47.2222 | 47.2222 | 47.2222 | [12 empty] | 0.59353 | 0.59353 | 0.59353 | 0.59353 | 0.59353 | 0.59353 | 0.59353 | 0.59353 | 0.59353 | 0.59353 | 0.59353 | 0.59353 | 0.59353 | 0.59353 | 0.59353 | 0.59353 | 0.59353 | 0.59353 | 0.59353 | 0.59353 | 0.59353 | 0.59353 | 0.59353 | 0.59353 | 0.59353 | 0.59353 | 0.59353 | 0.59353 | 0.59353 | 0.59353 | 0.29677 | 0.29677 | 0.29677 | 0.29677 | 0.29677 | 0.29677 | 0.29677 | 0.29677 | 0.29677 | 0.59353 | 0.59353 | 0.59353 | 0.59353 | 0.59353 | 0.59353 | 0.59353 | 0.59353 | 0.59353 | 0.59353 | 0.59353 | 0.59353 | 0.59353 | 0.59353 | 0.59353 | 0.59353 | 0.59353 | 0.59353 | 0.59353 | 0.59353 | 0.59353 | 0.59353 | 0.59353 | 0.59353 | 0.59353 | 0.59353 | 0.59353 | 0.59353 | 0.59353 | 0.59353 | 0.29677 | 0.29677 | 0.29677 | 0.29677 | 0.29677 | 0.29677 | 0.29677 | 0.29677 | 0.29677 | 0.29677 | 0.59353 | 0.59353 | 0.59353 | 0.59353 | 0.59353 | 0.59353 | 0.59353 | 0.59353 | 0.59353 | 0.59353 | 0.59353 | 0.59353 | 0.59353 | 0.59353 | 0.59353 | 0.59353 | 0.59353 | 0.59353 | 0.59353 | 0.59353 | 0.59353 | 0.59353 | 0.59353 | 0.59353 | 0.59353 | 0.59353 | 0.59353 | 0.59353 | 0.59353 | 0.59353 | 0.29677 | 0.29677 | 0.29677 | 0.29677 | 0.29677 | 0.29677 | 0.29677 | 0.29677 | 0.29677 | 0.29677 |  | 1 | 2.7963
* | ESOLSTCN2E | Solar Thermal Centralized Generation Class 2 Cost Category E |  | ELCSOL | ELC | 2015 | 30 | 0.35761 | 31.536 | 0.3 | 0 | [8 empty] | 8.3207 |  | 6161.6328 | 3969.6328 | 3786.4411 | 3152.6252 | 3759.3468 | 3686.0516 | 3539.4611 | 3539.4611 | 3539.4611 | 3539.4611 | 3539.4611 | 76.8 | 64 | 58.805 | 58.805 | 58.805 | 58.805 | 58.805 | 58.805 | 58.805 | 58.805 | 58.805 | 0.1 | 47.2222 | 47.2222 | 47.2222 | 47.2222 | [12 empty] | 0.59353 | 0.59353 | 0.59353 | 0.59353 | 0.59353 | 0.59353 | 0.59353 | 0.59353 | 0.59353 | 0.59353 | 0.59353 | 0.59353 | 0.59353 | 0.59353 | 0.59353 | 0.59353 | 0.59353 | 0.59353 | 0.59353 | 0.59353 | 0.59353 | 0.59353 | 0.59353 | 0.59353 | 0.59353 | 0.59353 | 0.59353 | 0.59353 | 0.59353 | 0.59353 | 0.29677 | 0.29677 | 0.29677 | 0.29677 | 0.29677 | 0.29677 | 0.29677 | 0.29677 | 0.29677 | 0.59353 | 0.59353 | 0.59353 | 0.59353 | 0.59353 | 0.59353 | 0.59353 | 0.59353 | 0.59353 | 0.59353 | 0.59353 | 0.59353 | 0.59353 | 0.59353 | 0.59353 | 0.59353 | 0.59353 | 0.59353 | 0.59353 | 0.59353 | 0.59353 | 0.59353 | 0.59353 | 0.59353 | 0.59353 | 0.59353 | 0.59353 | 0.59353 | 0.59353 | 0.59353 | 0.29677 | 0.29677 | 0.29677 | 0.29677 | 0.29677 | 0.29677 | 0.29677 | 0.29677 | 0.29677 | 0.29677 | 0.59353 | 0.59353 | 0.59353 | 0.59353 | 0.59353 | 0.59353 | 0.59353 | 0.59353 | 0.59353 | 0.59353 | 0.59353 | 0.59353 | 0.59353 | 0.59353 | 0.59353 | 0.59353 | 0.59353 | 0.59353 | 0.59353 | 0.59353 | 0.59353 | 0.59353 | 0.59353 | 0.59353 | 0.59353 | 0.59353 | 0.59353 | 0.59353 | 0.59353 | 0.59353 | 0.29677 | 0.29677 | 0.29677 | 0.29677 | 0.29677 | 0.29677 | 0.29677 | 0.29677 | 0.29677 | 0.29677 |  | 1 | 2.7963
* | ESOLSTCN3A | Solar Thermal Centralized Generation Class 3 Cost Category A |  | ELCSOL | ELC | 2015 | 30 | 0.35761 | 31.536 | 0.3 | 0 | [8 empty] | 0.18626 |  | 5605.4071 | 3413.4071 | 3230.2154 | 2596.3995 | 3203.1211 | 3129.8259 | 2983.2354 | 2983.2354 | 2983.2354 | 2983.2354 | 2983.2354 | 76.8 | 64 | 58.805 | 58.805 | 58.805 | 58.805 | 58.805 | 58.805 | 58.805 | 58.805 | 58.805 | 0.1 | 47.2222 | 47.2222 | 47.2222 | 47.2222 | [12 empty] | 0.65215 | 0.65215 | 0.65215 | 0.65215 | 0.65215 | 0.65215 | 0.65215 | 0.65215 | 0.65215 | 0.65215 | 0.65215 | 0.65215 | 0.65215 | 0.65215 | 0.65215 | 0.65215 | 0.65215 | 0.65215 | 0.65215 | 0.65215 | 0.65215 | 0.65215 | 0.65215 | 0.65215 | 0.65215 | 0.65215 | 0.65215 | 0.65215 | 0.65215 | 0.65215 | 0.32607 | 0.32607 | 0.32607 | 0.32607 | 0.32607 | 0.32607 | 0.32607 | 0.32607 | 0.32607 | 0.65215 | 0.65215 | 0.65215 | 0.65215 | 0.65215 | 0.65215 | 0.65215 | 0.65215 | 0.65215 | 0.65215 | 0.65215 | 0.65215 | 0.65215 | 0.65215 | 0.65215 | 0.65215 | 0.65215 | 0.65215 | 0.65215 | 0.65215 | 0.65215 | 0.65215 | 0.65215 | 0.65215 | 0.65215 | 0.65215 | 0.65215 | 0.65215 | 0.65215 | 0.65215 | 0.32607 | 0.32607 | 0.32607 | 0.32607 | 0.32607 | 0.32607 | 0.32607 | 0.32607 | 0.32607 | 0.32607 | 0.65215 | 0.65215 | 0.65215 | 0.65215 | 0.65215 | 0.65215 | 0.65215 | 0.65215 | 0.65215 | 0.65215 | 0.65215 | 0.65215 | 0.65215 | 0.65215 | 0.65215 | 0.65215 | 0.65215 | 0.65215 | 0.65215 | 0.65215 | 0.65215 | 0.65215 | 0.65215 | 0.65215 | 0.65215 | 0.65215 | 0.65215 | 0.65215 | 0.65215 | 0.65215 | 0.32607 | 0.32607 | 0.32607 | 0.32607 | 0.32607 | 0.32607 | 0.32607 | 0.32607 | 0.32607 | 0.32607 |  | 1 | 2.7963
* | ESOLSTCN3B | Solar Thermal Centralized Generation Class 3 Cost Category B |  | ELCSOL | ELC | 2015 | 30 | 0.35761 | 31.536 | 0.3 | 0 | [8 empty] | 0.80627 |  | 5936.09 | 3744.09 | 3560.8984 | 2927.0824 | 3533.8041 | 3460.5089 | 3313.9184 | 3313.9184 | 3313.9184 | 3313.9184 | 3313.9184 | 76.8 | 64 | 58.805 | 58.805 | 58.805 | 58.805 | 58.805 | 58.805 | 58.805 | 58.805 | 58.805 | 0.1 | 47.2222 | 47.2222 | 47.2222 | 47.2222 | [12 empty] | 0.65215 | 0.65215 | 0.65215 | 0.65215 | 0.65215 | 0.65215 | 0.65215 | 0.65215 | 0.65215 | 0.65215 | 0.65215 | 0.65215 | 0.65215 | 0.65215 | 0.65215 | 0.65215 | 0.65215 | 0.65215 | 0.65215 | 0.65215 | 0.65215 | 0.65215 | 0.65215 | 0.65215 | 0.65215 | 0.65215 | 0.65215 | 0.65215 | 0.65215 | 0.65215 | 0.32607 | 0.32607 | 0.32607 | 0.32607 | 0.32607 | 0.32607 | 0.32607 | 0.32607 | 0.32607 | 0.65215 | 0.65215 | 0.65215 | 0.65215 | 0.65215 | 0.65215 | 0.65215 | 0.65215 | 0.65215 | 0.65215 | 0.65215 | 0.65215 | 0.65215 | 0.65215 | 0.65215 | 0.65215 | 0.65215 | 0.65215 | 0.65215 | 0.65215 | 0.65215 | 0.65215 | 0.65215 | 0.65215 | 0.65215 | 0.65215 | 0.65215 | 0.65215 | 0.65215 | 0.65215 | 0.32607 | 0.32607 | 0.32607 | 0.32607 | 0.32607 | 0.32607 | 0.32607 | 0.32607 | 0.32607 | 0.32607 | 0.65215 | 0.65215 | 0.65215 | 0.65215 | 0.65215 | 0.65215 | 0.65215 | 0.65215 | 0.65215 | 0.65215 | 0.65215 | 0.65215 | 0.65215 | 0.65215 | 0.65215 | 0.65215 | 0.65215 | 0.65215 | 0.65215 | 0.65215 | 0.65215 | 0.65215 | 0.65215 | 0.65215 | 0.65215 | 0.65215 | 0.65215 | 0.65215 | 0.65215 | 0.65215 | 0.32607 | 0.32607 | 0.32607 | 0.32607 | 0.32607 | 0.32607 | 0.32607 | 0.32607 | 0.32607 | 0.32607 |  | 1 | 2.7963
* | ESOLSTCN3C | Solar Thermal Centralized Generation Class 3 Cost Category C |  | ELCSOL | ELC | 2015 | 30 | 0.35761 | 31.536 | 0.3 | 0 | [8 empty] | 0.73171 |  | 5995.7805 | 3803.7805 | 3620.5889 | 2986.7729 | 3593.4946 | 3520.1994 | 3373.6089 | 3373.6089 | 3373.6089 | 3373.6089 | 3373.6089 | 76.8 | 64 | 58.805 | 58.805 | 58.805 | 58.805 | 58.805 | 58.805 | 58.805 | 58.805 | 58.805 | 0.1 | 47.2222 | 47.2222 | 47.2222 | 47.2222 | [12 empty] | 0.65215 | 0.65215 | 0.65215 | 0.65215 | 0.65215 | 0.65215 | 0.65215 | 0.65215 | 0.65215 | 0.65215 | 0.65215 | 0.65215 | 0.65215 | 0.65215 | 0.65215 | 0.65215 | 0.65215 | 0.65215 | 0.65215 | 0.65215 | 0.65215 | 0.65215 | 0.65215 | 0.65215 | 0.65215 | 0.65215 | 0.65215 | 0.65215 | 0.65215 | 0.65215 | 0.32607 | 0.32607 | 0.32607 | 0.32607 | 0.32607 | 0.32607 | 0.32607 | 0.32607 | 0.32607 | 0.65215 | 0.65215 | 0.65215 | 0.65215 | 0.65215 | 0.65215 | 0.65215 | 0.65215 | 0.65215 | 0.65215 | 0.65215 | 0.65215 | 0.65215 | 0.65215 | 0.65215 | 0.65215 | 0.65215 | 0.65215 | 0.65215 | 0.65215 | 0.65215 | 0.65215 | 0.65215 | 0.65215 | 0.65215 | 0.65215 | 0.65215 | 0.65215 | 0.65215 | 0.65215 | 0.32607 | 0.32607 | 0.32607 | 0.32607 | 0.32607 | 0.32607 | 0.32607 | 0.32607 | 0.32607 | 0.32607 | 0.65215 | 0.65215 | 0.65215 | 0.65215 | 0.65215 | 0.65215 | 0.65215 | 0.65215 | 0.65215 | 0.65215 | 0.65215 | 0.65215 | 0.65215 | 0.65215 | 0.65215 | 0.65215 | 0.65215 | 0.65215 | 0.65215 | 0.65215 | 0.65215 | 0.65215 | 0.65215 | 0.65215 | 0.65215 | 0.65215 | 0.65215 | 0.65215 | 0.65215 | 0.65215 | 0.32607 | 0.32607 | 0.32607 | 0.32607 | 0.32607 | 0.32607 | 0.32607 | 0.32607 | 0.32607 | 0.32607 |  | 1 | 2.7963
* | ESOLSTCN3D | Solar Thermal Centralized Generation Class 3 Cost Category D |  | ELCSOL | ELC | 2015 | 30 | 0.35761 | 31.536 | 0.3 | 0 | [8 empty] | 1.0025 |  | 6070.9042 | 3878.9042 | 3695.7125 | 3061.8966 | 3668.6183 | 3595.323 | 3448.7326 | 3448.7326 | 3448.7326 | 3448.7326 | 3448.7326 | 76.8 | 64 | 58.805 | 58.805 | 58.805 | 58.805 | 58.805 | 58.805 | 58.805 | 58.805 | 58.805 | 0.1 | 47.2222 | 47.2222 | 47.2222 | 47.2222 | [12 empty] | 0.65215 | 0.65215 | 0.65215 | 0.65215 | 0.65215 | 0.65215 | 0.65215 | 0.65215 | 0.65215 | 0.65215 | 0.65215 | 0.65215 | 0.65215 | 0.65215 | 0.65215 | 0.65215 | 0.65215 | 0.65215 | 0.65215 | 0.65215 | 0.65215 | 0.65215 | 0.65215 | 0.65215 | 0.65215 | 0.65215 | 0.65215 | 0.65215 | 0.65215 | 0.65215 | 0.32607 | 0.32607 | 0.32607 | 0.32607 | 0.32607 | 0.32607 | 0.32607 | 0.32607 | 0.32607 | 0.65215 | 0.65215 | 0.65215 | 0.65215 | 0.65215 | 0.65215 | 0.65215 | 0.65215 | 0.65215 | 0.65215 | 0.65215 | 0.65215 | 0.65215 | 0.65215 | 0.65215 | 0.65215 | 0.65215 | 0.65215 | 0.65215 | 0.65215 | 0.65215 | 0.65215 | 0.65215 | 0.65215 | 0.65215 | 0.65215 | 0.65215 | 0.65215 | 0.65215 | 0.65215 | 0.32607 | 0.32607 | 0.32607 | 0.32607 | 0.32607 | 0.32607 | 0.32607 | 0.32607 | 0.32607 | 0.32607 | 0.65215 | 0.65215 | 0.65215 | 0.65215 | 0.65215 | 0.65215 | 0.65215 | 0.65215 | 0.65215 | 0.65215 | 0.65215 | 0.65215 | 0.65215 | 0.65215 | 0.65215 | 0.65215 | 0.65215 | 0.65215 | 0.65215 | 0.65215 | 0.65215 | 0.65215 | 0.65215 | 0.65215 | 0.65215 | 0.65215 | 0.65215 | 0.65215 | 0.65215 | 0.65215 | 0.32607 | 0.32607 | 0.32607 | 0.32607 | 0.32607 | 0.32607 | 0.32607 | 0.32607 | 0.32607 | 0.32607 |  | 1 | 2.7963
* | ESOLSTCN3E | Solar Thermal Centralized Generation Class 3 Cost Category E |  | ELCSOL | ELC | 2015 | 30 | 0.35761 | 31.536 | 0.3 | 0 | [8 empty] | 0.80145 |  | 6205.6309 | 4013.6309 | 3830.4392 | 3196.6233 | 3803.3449 | 3730.0497 | 3583.4592 | 3583.4592 | 3583.4592 | 3583.4592 | 3583.4592 | 76.8 | 64 | 58.805 | 58.805 | 58.805 | 58.805 | 58.805 | 58.805 | 58.805 | 58.805 | 58.805 | 0.1 | 47.2222 | 47.2222 | 47.2222 | 47.2222 | [12 empty] | 0.65215 | 0.65215 | 0.65215 | 0.65215 | 0.65215 | 0.65215 | 0.65215 | 0.65215 | 0.65215 | 0.65215 | 0.65215 | 0.65215 | 0.65215 | 0.65215 | 0.65215 | 0.65215 | 0.65215 | 0.65215 | 0.65215 | 0.65215 | 0.65215 | 0.65215 | 0.65215 | 0.65215 | 0.65215 | 0.65215 | 0.65215 | 0.65215 | 0.65215 | 0.65215 | 0.32607 | 0.32607 | 0.32607 | 0.32607 | 0.32607 | 0.32607 | 0.32607 | 0.32607 | 0.32607 | 0.65215 | 0.65215 | 0.65215 | 0.65215 | 0.65215 | 0.65215 | 0.65215 | 0.65215 | 0.65215 | 0.65215 | 0.65215 | 0.65215 | 0.65215 | 0.65215 | 0.65215 | 0.65215 | 0.65215 | 0.65215 | 0.65215 | 0.65215 | 0.65215 | 0.65215 | 0.65215 | 0.65215 | 0.65215 | 0.65215 | 0.65215 | 0.65215 | 0.65215 | 0.65215 | 0.32607 | 0.32607 | 0.32607 | 0.32607 | 0.32607 | 0.32607 | 0.32607 | 0.32607 | 0.32607 | 0.32607 | 0.65215 | 0.65215 | 0.65215 | 0.65215 | 0.65215 | 0.65215 | 0.65215 | 0.65215 | 0.65215 | 0.65215 | 0.65215 | 0.65215 | 0.65215 | 0.65215 | 0.65215 | 0.65215 | 0.65215 | 0.65215 | 0.65215 | 0.65215 | 0.65215 | 0.65215 | 0.65215 | 0.65215 | 0.65215 | 0.65215 | 0.65215 | 0.65215 | 0.65215 | 0.65215 | 0.32607 | 0.32607 | 0.32607 | 0.32607 | 0.32607 | 0.32607 | 0.32607 | 0.32607 | 0.32607 | 0.32607 |  | 1 | 2.7963
* | ESOLSTCN4A | Solar Thermal Centralized Generation Class 4 Cost Category A |  | ELCSOL | ELC | 2015 | 30 | 0.35761 | 31.536 | 0.3 | 0 | [8 empty] | 0.019278 |  | 5337.1283 | 3145.1283 | 2961.9366 | 2328.1207 | 2934.8423 | 2861.5471 | 2714.9566 | 2714.9566 | 2714.9566 | 2714.9566 | 2714.9566 | 76.8 | 64 | 58.805 | 58.805 | 58.805 | 58.805 | 58.805 | 58.805 | 58.805 | 58.805 | 58.805 | 0.1 | 47.2222 | 47.2222 | 47.2222 | 47.2222 | [12 empty] | 0.68165 | 0.68165 | 0.68165 | 0.68165 | 0.68165 | 0.68165 | 0.68165 | 0.68165 | 0.68165 | 0.68165 | 0.68165 | 0.68165 | 0.68165 | 0.68165 | 0.68165 | 0.68165 | 0.68165 | 0.68165 | 0.68165 | 0.68165 | 0.68165 | 0.68165 | 0.68165 | 0.68165 | 0.68165 | 0.68165 | 0.68165 | 0.68165 | 0.68165 | 0.68165 | 0.34082 | 0.34082 | 0.34082 | 0.34082 | 0.34082 | 0.34082 | 0.34082 | 0.34082 | 0.34082 | 0.68165 | 0.68165 | 0.68165 | 0.68165 | 0.68165 | 0.68165 | 0.68165 | 0.68165 | 0.68165 | 0.68165 | 0.68165 | 0.68165 | 0.68165 | 0.68165 | 0.68165 | 0.68165 | 0.68165 | 0.68165 | 0.68165 | 0.68165 | 0.68165 | 0.68165 | 0.68165 | 0.68165 | 0.68165 | 0.68165 | 0.68165 | 0.68165 | 0.68165 | 0.68165 | 0.34082 | 0.34082 | 0.34082 | 0.34082 | 0.34082 | 0.34082 | 0.34082 | 0.34082 | 0.34082 | 0.34082 | 0.68165 | 0.68165 | 0.68165 | 0.68165 | 0.68165 | 0.68165 | 0.68165 | 0.68165 | 0.68165 | 0.68165 | 0.68165 | 0.68165 | 0.68165 | 0.68165 | 0.68165 | 0.68165 | 0.68165 | 0.68165 | 0.68165 | 0.68165 | 0.68165 | 0.68165 | 0.68165 | 0.68165 | 0.68165 | 0.68165 | 0.68165 | 0.68165 | 0.68165 | 0.68165 | 0.34082 | 0.34082 | 0.34082 | 0.34082 | 0.34082 | 0.34082 | 0.34082 | 0.34082 | 0.34082 | 0.34082 |  | 1 | 2.7963
* | ESOLSTCN4B | Solar Thermal Centralized Generation Class 4 Cost Category B |  | ELCSOL | ELC | 2015 | 30 | 0.35761 | 31.536 | 0.3 | 0 | [8 empty] | 0.021546 |  | 5463.172 | 3271.172 | 3087.9803 | 2454.1644 | 3060.886 | 2987.5908 | 2841.0003 | 2841.0003 | 2841.0003 | 2841.0003 | 2841.0003 | 76.8 | 64 | 58.805 | 58.805 | 58.805 | 58.805 | 58.805 | 58.805 | 58.805 | 58.805 | 58.805 | 0.1 | 47.2222 | 47.2222 | 47.2222 | 47.2222 | [12 empty] | 0.68165 | 0.68165 | 0.68165 | 0.68165 | 0.68165 | 0.68165 | 0.68165 | 0.68165 | 0.68165 | 0.68165 | 0.68165 | 0.68165 | 0.68165 | 0.68165 | 0.68165 | 0.68165 | 0.68165 | 0.68165 | 0.68165 | 0.68165 | 0.68165 | 0.68165 | 0.68165 | 0.68165 | 0.68165 | 0.68165 | 0.68165 | 0.68165 | 0.68165 | 0.68165 | 0.34082 | 0.34082 | 0.34082 | 0.34082 | 0.34082 | 0.34082 | 0.34082 | 0.34082 | 0.34082 | 0.68165 | 0.68165 | 0.68165 | 0.68165 | 0.68165 | 0.68165 | 0.68165 | 0.68165 | 0.68165 | 0.68165 | 0.68165 | 0.68165 | 0.68165 | 0.68165 | 0.68165 | 0.68165 | 0.68165 | 0.68165 | 0.68165 | 0.68165 | 0.68165 | 0.68165 | 0.68165 | 0.68165 | 0.68165 | 0.68165 | 0.68165 | 0.68165 | 0.68165 | 0.68165 | 0.34082 | 0.34082 | 0.34082 | 0.34082 | 0.34082 | 0.34082 | 0.34082 | 0.34082 | 0.34082 | 0.34082 | 0.68165 | 0.68165 | 0.68165 | 0.68165 | 0.68165 | 0.68165 | 0.68165 | 0.68165 | 0.68165 | 0.68165 | 0.68165 | 0.68165 | 0.68165 | 0.68165 | 0.68165 | 0.68165 | 0.68165 | 0.68165 | 0.68165 | 0.68165 | 0.68165 | 0.68165 | 0.68165 | 0.68165 | 0.68165 | 0.68165 | 0.68165 | 0.68165 | 0.68165 | 0.68165 | 0.34082 | 0.34082 | 0.34082 | 0.34082 | 0.34082 | 0.34082 | 0.34082 | 0.34082 | 0.34082 | 0.34082 |  | 1 | 2.7963
* | ESOLSTCN4C | Solar Thermal Centralized Generation Class 4 Cost Category C |  | ELCSOL | ELC | 2015 | 30 | 0.35761 | 31.536 | 0.3 | 0 | [8 empty] | 0.072009 |  | 5625.7583 | 3433.7583 | 3250.5667 | 2616.7507 | 3223.4724 | 3150.1771 | 3003.5867 | 3003.5867 | 3003.5867 | 3003.5867 | 3003.5867 | 76.8 | 64 | 58.805 | 58.805 | 58.805 | 58.805 | 58.805 | 58.805 | 58.805 | 58.805 | 58.805 | 0.1 | 47.2222 | 47.2222 | 47.2222 | 47.2222 | [12 empty] | 0.68165 | 0.68165 | 0.68165 | 0.68165 | 0.68165 | 0.68165 | 0.68165 | 0.68165 | 0.68165 | 0.68165 | 0.68165 | 0.68165 | 0.68165 | 0.68165 | 0.68165 | 0.68165 | 0.68165 | 0.68165 | 0.68165 | 0.68165 | 0.68165 | 0.68165 | 0.68165 | 0.68165 | 0.68165 | 0.68165 | 0.68165 | 0.68165 | 0.68165 | 0.68165 | 0.34082 | 0.34082 | 0.34082 | 0.34082 | 0.34082 | 0.34082 | 0.34082 | 0.34082 | 0.34082 | 0.68165 | 0.68165 | 0.68165 | 0.68165 | 0.68165 | 0.68165 | 0.68165 | 0.68165 | 0.68165 | 0.68165 | 0.68165 | 0.68165 | 0.68165 | 0.68165 | 0.68165 | 0.68165 | 0.68165 | 0.68165 | 0.68165 | 0.68165 | 0.68165 | 0.68165 | 0.68165 | 0.68165 | 0.68165 | 0.68165 | 0.68165 | 0.68165 | 0.68165 | 0.68165 | 0.34082 | 0.34082 | 0.34082 | 0.34082 | 0.34082 | 0.34082 | 0.34082 | 0.34082 | 0.34082 | 0.34082 | 0.68165 | 0.68165 | 0.68165 | 0.68165 | 0.68165 | 0.68165 | 0.68165 | 0.68165 | 0.68165 | 0.68165 | 0.68165 | 0.68165 | 0.68165 | 0.68165 | 0.68165 | 0.68165 | 0.68165 | 0.68165 | 0.68165 | 0.68165 | 0.68165 | 0.68165 | 0.68165 | 0.68165 | 0.68165 | 0.68165 | 0.68165 | 0.68165 | 0.68165 | 0.68165 | 0.34082 | 0.34082 | 0.34082 | 0.34082 | 0.34082 | 0.34082 | 0.34082 | 0.34082 | 0.34082 | 0.34082 |  | 1 | 2.7963
* | ESOLSTCN4D | Solar Thermal Centralized Generation Class 4 Cost Category D |  | ELCSOL | ELC | 2015 | 30 | 0.35761 | 31.536 | 0.3 | 0 | [8 empty] | 0.063787 |  | 5719.1187 | 3527.1187 | 3343.9271 | 2710.1111 | 3316.8328 | 3243.5376 | 3096.9471 | 3096.9471 | 3096.9471 | 3096.9471 | 3096.9471 | 76.8 | 64 | 58.805 | 58.805 | 58.805 | 58.805 | 58.805 | 58.805 | 58.805 | 58.805 | 58.805 | 0.1 | 47.2222 | 47.2222 | 47.2222 | 47.2222 | [12 empty] | 0.68165 | 0.68165 | 0.68165 | 0.68165 | 0.68165 | 0.68165 | 0.68165 | 0.68165 | 0.68165 | 0.68165 | 0.68165 | 0.68165 | 0.68165 | 0.68165 | 0.68165 | 0.68165 | 0.68165 | 0.68165 | 0.68165 | 0.68165 | 0.68165 | 0.68165 | 0.68165 | 0.68165 | 0.68165 | 0.68165 | 0.68165 | 0.68165 | 0.68165 | 0.68165 | 0.34082 | 0.34082 | 0.34082 | 0.34082 | 0.34082 | 0.34082 | 0.34082 | 0.34082 | 0.34082 | 0.68165 | 0.68165 | 0.68165 | 0.68165 | 0.68165 | 0.68165 | 0.68165 | 0.68165 | 0.68165 | 0.68165 | 0.68165 | 0.68165 | 0.68165 | 0.68165 | 0.68165 | 0.68165 | 0.68165 | 0.68165 | 0.68165 | 0.68165 | 0.68165 | 0.68165 | 0.68165 | 0.68165 | 0.68165 | 0.68165 | 0.68165 | 0.68165 | 0.68165 | 0.68165 | 0.34082 | 0.34082 | 0.34082 | 0.34082 | 0.34082 | 0.34082 | 0.34082 | 0.34082 | 0.34082 | 0.34082 | 0.68165 | 0.68165 | 0.68165 | 0.68165 | 0.68165 | 0.68165 | 0.68165 | 0.68165 | 0.68165 | 0.68165 | 0.68165 | 0.68165 | 0.68165 | 0.68165 | 0.68165 | 0.68165 | 0.68165 | 0.68165 | 0.68165 | 0.68165 | 0.68165 | 0.68165 | 0.68165 | 0.68165 | 0.68165 | 0.68165 | 0.68165 | 0.68165 | 0.68165 | 0.68165 | 0.34082 | 0.34082 | 0.34082 | 0.34082 | 0.34082 | 0.34082 | 0.34082 | 0.34082 | 0.34082 | 0.34082 |  | 1 | 2.7963
* | ESOLSTCN4E | Solar Thermal Centralized Generation Class 4 Cost Category E |  | ELCSOL | ELC | 2015 | 30 | 0.35761 | 31.536 | 0.3 | 0 | [8 empty] | 0.00567 |  | 6239.8826 | 4047.8826 | 3864.6909 | 3230.875 | 3837.5966 | 3764.3014 | 3617.7109 | 3617.7109 | 3617.7109 | 3617.7109 | 3617.7109 | 76.8 | 64 | 58.805 | 58.805 | 58.805 | 58.805 | 58.805 | 58.805 | 58.805 | 58.805 | 58.805 | 0.1 | 47.2222 | 47.2222 | 47.2222 | 47.2222 | [12 empty] | 0.68165 | 0.68165 | 0.68165 | 0.68165 | 0.68165 | 0.68165 | 0.68165 | 0.68165 | 0.68165 | 0.68165 | 0.68165 | 0.68165 | 0.68165 | 0.68165 | 0.68165 | 0.68165 | 0.68165 | 0.68165 | 0.68165 | 0.68165 | 0.68165 | 0.68165 | 0.68165 | 0.68165 | 0.68165 | 0.68165 | 0.68165 | 0.68165 | 0.68165 | 0.68165 | 0.34082 | 0.34082 | 0.34082 | 0.34082 | 0.34082 | 0.34082 | 0.34082 | 0.34082 | 0.34082 | 0.68165 | 0.68165 | 0.68165 | 0.68165 | 0.68165 | 0.68165 | 0.68165 | 0.68165 | 0.68165 | 0.68165 | 0.68165 | 0.68165 | 0.68165 | 0.68165 | 0.68165 | 0.68165 | 0.68165 | 0.68165 | 0.68165 | 0.68165 | 0.68165 | 0.68165 | 0.68165 | 0.68165 | 0.68165 | 0.68165 | 0.68165 | 0.68165 | 0.68165 | 0.68165 | 0.34082 | 0.34082 | 0.34082 | 0.34082 | 0.34082 | 0.34082 | 0.34082 | 0.34082 | 0.34082 | 0.34082 | 0.68165 | 0.68165 | 0.68165 | 0.68165 | 0.68165 | 0.68165 | 0.68165 | 0.68165 | 0.68165 | 0.68165 | 0.68165 | 0.68165 | 0.68165 | 0.68165 | 0.68165 | 0.68165 | 0.68165 | 0.68165 | 0.68165 | 0.68165 | 0.68165 | 0.68165 | 0.68165 | 0.68165 | 0.68165 | 0.68165 | 0.68165 | 0.68165 | 0.68165 | 0.68165 | 0.34082 | 0.34082 | 0.34082 | 0.34082 | 0.34082 | 0.34082 | 0.34082 | 0.34082 | 0.34082 | 0.34082 |  | 1 | 2.7963
* | ESOLSTCN5A | Solar Thermal Centralized Generation Class 5 Cost Category A |  | ELCSOL | ELC | 2015 | 30 | 0.35761 | 31.536 | 0.3 | 0 | [8 empty] | 0 |  | 5260.8 | 3068.8 | 2885.6083 | 2251.7924 | 2858.514 | 2785.2188 | 2638.6283 | 2638.6283 | 2638.6283 | 2638.6283 | 2638.6283 | 76.8 | 64 | 58.805 | 58.805 | 58.805 | 58.805 | 58.805 | 58.805 | 58.805 | 58.805 | 58.805 | 0.1 | 47.2222 | 47.2222 | 47.2222 | 47.2222 | [12 empty] | 0.70918 | 0.70918 | 0.70918 | 0.70918 | 0.70918 | 0.70918 | 0.70918 | 0.70918 | 0.70918 | 0.70918 | 0.70918 | 0.70918 | 0.70918 | 0.70918 | 0.70918 | 0.70918 | 0.70918 | 0.70918 | 0.70918 | 0.70918 | 0.70918 | 0.70918 | 0.70918 | 0.70918 | 0.70918 | 0.70918 | 0.70918 | 0.70918 | 0.70918 | 0.70918 | 0.35459 | 0.35459 | 0.35459 | 0.35459 | 0.35459 | 0.35459 | 0.35459 | 0.35459 | 0.35459 | 0.70918 | 0.70918 | 0.70918 | 0.70918 | 0.70918 | 0.70918 | 0.70918 | 0.70918 | 0.70918 | 0.70918 | 0.70918 | 0.70918 | 0.70918 | 0.70918 | 0.70918 | 0.70918 | 0.70918 | 0.70918 | 0.70918 | 0.70918 | 0.70918 | 0.70918 | 0.70918 | 0.70918 | 0.70918 | 0.70918 | 0.70918 | 0.70918 | 0.70918 | 0.70918 | 0.35459 | 0.35459 | 0.35459 | 0.35459 | 0.35459 | 0.35459 | 0.35459 | 0.35459 | 0.35459 | 0.35459 | 0.70918 | 0.70918 | 0.70918 | 0.70918 | 0.70918 | 0.70918 | 0.70918 | 0.70918 | 0.70918 | 0.70918 | 0.70918 | 0.70918 | 0.70918 | 0.70918 | 0.70918 | 0.70918 | 0.70918 | 0.70918 | 0.70918 | 0.70918 | 0.70918 | 0.70918 | 0.70918 | 0.70918 | 0.70918 | 0.70918 | 0.70918 | 0.70918 | 0.70918 | 0.70918 | 0.35459 | 0.35459 | 0.35459 | 0.35459 | 0.35459 | 0.35459 | 0.35459 | 0.35459 | 0.35459 | 0.35459 |  | 1 | 2.7963
* | ESOLSTCN5B | Solar Thermal Centralized Generation Class 5 Cost Category B |  | ELCSOL | ELC | 2015 | 30 | 0.35761 | 31.536 | 0.3 | 0 | [8 empty] | 0 |  | 5260.8 | 3068.8 | 2885.6083 | 2251.7924 | 2858.514 | 2785.2188 | 2638.6283 | 2638.6283 | 2638.6283 | 2638.6283 | 2638.6283 | 76.8 | 64 | 58.805 | 58.805 | 58.805 | 58.805 | 58.805 | 58.805 | 58.805 | 58.805 | 58.805 | 0.1 | 47.2222 | 47.2222 | 47.2222 | 47.2222 | [12 empty] | 0.70918 | 0.70918 | 0.70918 | 0.70918 | 0.70918 | 0.70918 | 0.70918 | 0.70918 | 0.70918 | 0.70918 | 0.70918 | 0.70918 | 0.70918 | 0.70918 | 0.70918 | 0.70918 | 0.70918 | 0.70918 | 0.70918 | 0.70918 | 0.70918 | 0.70918 | 0.70918 | 0.70918 | 0.70918 | 0.70918 | 0.70918 | 0.70918 | 0.70918 | 0.70918 | 0.35459 | 0.35459 | 0.35459 | 0.35459 | 0.35459 | 0.35459 | 0.35459 | 0.35459 | 0.35459 | 0.70918 | 0.70918 | 0.70918 | 0.70918 | 0.70918 | 0.70918 | 0.70918 | 0.70918 | 0.70918 | 0.70918 | 0.70918 | 0.70918 | 0.70918 | 0.70918 | 0.70918 | 0.70918 | 0.70918 | 0.70918 | 0.70918 | 0.70918 | 0.70918 | 0.70918 | 0.70918 | 0.70918 | 0.70918 | 0.70918 | 0.70918 | 0.70918 | 0.70918 | 0.70918 | 0.35459 | 0.35459 | 0.35459 | 0.35459 | 0.35459 | 0.35459 | 0.35459 | 0.35459 | 0.35459 | 0.35459 | 0.70918 | 0.70918 | 0.70918 | 0.70918 | 0.70918 | 0.70918 | 0.70918 | 0.70918 | 0.70918 | 0.70918 | 0.70918 | 0.70918 | 0.70918 | 0.70918 | 0.70918 | 0.70918 | 0.70918 | 0.70918 | 0.70918 | 0.70918 | 0.70918 | 0.70918 | 0.70918 | 0.70918 | 0.70918 | 0.70918 | 0.70918 | 0.70918 | 0.70918 | 0.70918 | 0.35459 | 0.35459 | 0.35459 | 0.35459 | 0.35459 | 0.35459 | 0.35459 | 0.35459 | 0.35459 | 0.35459 |  | 1 | 2.7963
* | ESOLSTCN5C | Solar Thermal Centralized Generation Class 5 Cost Category C |  | ELCSOL | ELC | 2015 | 30 | 0.35761 | 31.536 | 0.3 | 0 | [8 empty] | 0 |  | 5260.8 | 3068.8 | 2885.6083 | 2251.7924 | 2858.514 | 2785.2188 | 2638.6283 | 2638.6283 | 2638.6283 | 2638.6283 | 2638.6283 | 76.8 | 64 | 58.805 | 58.805 | 58.805 | 58.805 | 58.805 | 58.805 | 58.805 | 58.805 | 58.805 | 0.1 | 47.2222 | 47.2222 | 47.2222 | 47.2222 | [12 empty] | 0.70918 | 0.70918 | 0.70918 | 0.70918 | 0.70918 | 0.70918 | 0.70918 | 0.70918 | 0.70918 | 0.70918 | 0.70918 | 0.70918 | 0.70918 | 0.70918 | 0.70918 | 0.70918 | 0.70918 | 0.70918 | 0.70918 | 0.70918 | 0.70918 | 0.70918 | 0.70918 | 0.70918 | 0.70918 | 0.70918 | 0.70918 | 0.70918 | 0.70918 | 0.70918 | 0.35459 | 0.35459 | 0.35459 | 0.35459 | 0.35459 | 0.35459 | 0.35459 | 0.35459 | 0.35459 | 0.70918 | 0.70918 | 0.70918 | 0.70918 | 0.70918 | 0.70918 | 0.70918 | 0.70918 | 0.70918 | 0.70918 | 0.70918 | 0.70918 | 0.70918 | 0.70918 | 0.70918 | 0.70918 | 0.70918 | 0.70918 | 0.70918 | 0.70918 | 0.70918 | 0.70918 | 0.70918 | 0.70918 | 0.70918 | 0.70918 | 0.70918 | 0.70918 | 0.70918 | 0.70918 | 0.35459 | 0.35459 | 0.35459 | 0.35459 | 0.35459 | 0.35459 | 0.35459 | 0.35459 | 0.35459 | 0.35459 | 0.70918 | 0.70918 | 0.70918 | 0.70918 | 0.70918 | 0.70918 | 0.70918 | 0.70918 | 0.70918 | 0.70918 | 0.70918 | 0.70918 | 0.70918 | 0.70918 | 0.70918 | 0.70918 | 0.70918 | 0.70918 | 0.70918 | 0.70918 | 0.70918 | 0.70918 | 0.70918 | 0.70918 | 0.70918 | 0.70918 | 0.70918 | 0.70918 | 0.70918 | 0.70918 | 0.35459 | 0.35459 | 0.35459 | 0.35459 | 0.35459 | 0.35459 | 0.35459 | 0.35459 | 0.35459 | 0.35459 |  | 1 | 2.7963
* | ESOLSTCN5D | Solar Thermal Centralized Generation Class 5 Cost Category D |  | ELCSOL | ELC | 2015 | 30 | 0.35761 | 31.536 | 0.3 | 0 | [8 empty] | 0 |  | 5260.8 | 3068.8 | 2885.6083 | 2251.7924 | 2858.514 | 2785.2188 | 2638.6283 | 2638.6283 | 2638.6283 | 2638.6283 | 2638.6283 | 76.8 | 64 | 58.805 | 58.805 | 58.805 | 58.805 | 58.805 | 58.805 | 58.805 | 58.805 | 58.805 | 0.1 | 47.2222 | 47.2222 | 47.2222 | 47.2222 | [12 empty] | 0.70918 | 0.70918 | 0.70918 | 0.70918 | 0.70918 | 0.70918 | 0.70918 | 0.70918 | 0.70918 | 0.70918 | 0.70918 | 0.70918 | 0.70918 | 0.70918 | 0.70918 | 0.70918 | 0.70918 | 0.70918 | 0.70918 | 0.70918 | 0.70918 | 0.70918 | 0.70918 | 0.70918 | 0.70918 | 0.70918 | 0.70918 | 0.70918 | 0.70918 | 0.70918 | 0.35459 | 0.35459 | 0.35459 | 0.35459 | 0.35459 | 0.35459 | 0.35459 | 0.35459 | 0.35459 | 0.70918 | 0.70918 | 0.70918 | 0.70918 | 0.70918 | 0.70918 | 0.70918 | 0.70918 | 0.70918 | 0.70918 | 0.70918 | 0.70918 | 0.70918 | 0.70918 | 0.70918 | 0.70918 | 0.70918 | 0.70918 | 0.70918 | 0.70918 | 0.70918 | 0.70918 | 0.70918 | 0.70918 | 0.70918 | 0.70918 | 0.70918 | 0.70918 | 0.70918 | 0.70918 | 0.35459 | 0.35459 | 0.35459 | 0.35459 | 0.35459 | 0.35459 | 0.35459 | 0.35459 | 0.35459 | 0.35459 | 0.70918 | 0.70918 | 0.70918 | 0.70918 | 0.70918 | 0.70918 | 0.70918 | 0.70918 | 0.70918 | 0.70918 | 0.70918 | 0.70918 | 0.70918 | 0.70918 | 0.70918 | 0.70918 | 0.70918 | 0.70918 | 0.70918 | 0.70918 | 0.70918 | 0.70918 | 0.70918 | 0.70918 | 0.70918 | 0.70918 | 0.70918 | 0.70918 | 0.70918 | 0.70918 | 0.35459 | 0.35459 | 0.35459 | 0.35459 | 0.35459 | 0.35459 | 0.35459 | 0.35459 | 0.35459 | 0.35459 |  | 1 | 2.7963
* | ESOLSTCN5E | Solar Thermal Centralized Generation Class 5 Cost Category E |  | ELCSOL | ELC | 2015 | 30 | 0.35761 | 31.536 | 0.3 | 0 | [8 empty] | 0 |  | 5260.8 | 3068.8 | 2885.6083 | 2251.7924 | 2858.514 | 2785.2188 | 2638.6283 | 2638.6283 | 2638.6283 | 2638.6283 | 2638.6283 | 76.8 | 64 | 58.805 | 58.805 | 58.805 | 58.805 | 58.805 | 58.805 | 58.805 | 58.805 | 58.805 | 0.1 | 47.2222 | 47.2222 | 47.2222 | 47.2222 | [12 empty] | 0.70918 | 0.70918 | 0.70918 | 0.70918 | 0.70918 | 0.70918 | 0.70918 | 0.70918 | 0.70918 | 0.70918 | 0.70918 | 0.70918 | 0.70918 | 0.70918 | 0.70918 | 0.70918 | 0.70918 | 0.70918 | 0.70918 | 0.70918 | 0.70918 | 0.70918 | 0.70918 | 0.70918 | 0.70918 | 0.70918 | 0.70918 | 0.70918 | 0.70918 | 0.70918 | 0.35459 | 0.35459 | 0.35459 | 0.35459 | 0.35459 | 0.35459 | 0.35459 | 0.35459 | 0.35459 | 0.70918 | 0.70918 | 0.70918 | 0.70918 | 0.70918 | 0.70918 | 0.70918 | 0.70918 | 0.70918 | 0.70918 | 0.70918 | 0.70918 | 0.70918 | 0.70918 | 0.70918 | 0.70918 | 0.70918 | 0.70918 | 0.70918 | 0.70918 | 0.70918 | 0.70918 | 0.70918 | 0.70918 | 0.70918 | 0.70918 | 0.70918 | 0.70918 | 0.70918 | 0.70918 | 0.35459 | 0.35459 | 0.35459 | 0.35459 | 0.35459 | 0.35459 | 0.35459 | 0.35459 | 0.35459 | 0.35459 | 0.70918 | 0.70918 | 0.70918 | 0.70918 | 0.70918 | 0.70918 | 0.70918 | 0.70918 | 0.70918 | 0.70918 | 0.70918 | 0.70918 | 0.70918 | 0.70918 | 0.70918 | 0.70918 | 0.70918 | 0.70918 | 0.70918 | 0.70918 | 0.70918 | 0.70918 | 0.70918 | 0.70918 | 0.70918 | 0.70918 | 0.70918 | 0.70918 | 0.70918 | 0.70918 | 0.35459 | 0.35459 | 0.35459 | 0.35459 | 0.35459 | 0.35459 | 0.35459 | 0.35459 | 0.35459 | 0.35459 |  | 1 | 2.7963
* | ESOLSTCN1A | Solar Thermal Centralized Generation Class 1 Cost Category A |  | ELCSOL | ELC | 2015 | 30 | 0.35761 | 31.536 | 0.3 | 0 | [8 empty] | 0.31015 |  | 5359.4692 | 3167.4692 | 2984.2775 | 2350.4616 | 2957.1832 | 2883.888 | 2737.2975 | 2737.2975 | 2737.2975 | 2737.2975 | 2737.2975 | 76.8 | 64 | 58.805 | 58.805 | 58.805 | 58.805 | 58.805 | 58.805 | 58.805 | 58.805 | 58.805 | 0.1 | 47.2222 | 47.2222 | 47.2222 | 47.2222 | [12 empty] | 0.46489 | 0.46489 | 0.46489 | 0.46489 | 0.46489 | 0.46489 | 0.46489 | 0.46489 | 0.46489 | 0.46489 | 0.46489 | 0.46489 | 0.46489 | 0.46489 | 0.46489 | 0.46489 | 0.46489 | 0.46489 | 0.46489 | 0.46489 | 0.46489 | 0.46489 | 0.46489 | 0.46489 | 0.46489 | 0.46489 | 0.46489 | 0.46489 | 0.46489 | 0.46489 | 0.23245 | 0.23245 | 0.23245 | 0.23245 | 0.23245 | 0.23245 | 0.23245 | 0.23245 | 0.23245 | 0.46489 | 0.46489 | 0.46489 | 0.46489 | 0.46489 | 0.46489 | 0.46489 | 0.46489 | 0.46489 | 0.46489 | 0.46489 | 0.46489 | 0.46489 | 0.46489 | 0.46489 | 0.46489 | 0.46489 | 0.46489 | 0.46489 | 0.46489 | 0.46489 | 0.46489 | 0.46489 | 0.46489 | 0.46489 | 0.46489 | 0.46489 | 0.46489 | 0.46489 | 0.46489 | 0.23245 | 0.23245 | 0.23245 | 0.23245 | 0.23245 | 0.23245 | 0.23245 | 0.23245 | 0.23245 | 0.23245 | 0.46489 | 0.46489 | 0.46489 | 0.46489 | 0.46489 | 0.46489 | 0.46489 | 0.46489 | 0.46489 | 0.46489 | 0.46489 | 0.46489 | 0.46489 | 0.46489 | 0.46489 | 0.46489 | 0.46489 | 0.46489 | 0.46489 | 0.46489 | 0.46489 | 0.46489 | 0.46489 | 0.46489 | 0.46489 | 0.46489 | 0.46489 | 0.46489 | 0.46489 | 0.46489 | 0.23245 | 0.23245 | 0.23245 | 0.23245 | 0.23245 | 0.23245 | 0.23245 | 0.23245 | 0.23245 | 0.23245 |  | 1 | 2.7963
* | ESOLSTCN1B | Solar Thermal Centralized Generation Class 1 Cost Category B |  | ELCSOL | ELC | 2015 | 30 | 0.35761 | 31.536 | 0.3 | 0 | [8 empty] | 0.21177 |  | 5470.6747 | 3278.6747 | 3095.483 | 2461.6671 | 3068.3887 | 2995.0935 | 2848.503 | 2848.503 | 2848.503 | 2848.503 | 2848.503 | 76.8 | 64 | 58.805 | 58.805 | 58.805 | 58.805 | 58.805 | 58.805 | 58.805 | 58.805 | 58.805 | 0.1 | 47.2222 | 47.2222 | 47.2222 | 47.2222 | [12 empty] | 0.46489 | 0.46489 | 0.46489 | 0.46489 | 0.46489 | 0.46489 | 0.46489 | 0.46489 | 0.46489 | 0.46489 | 0.46489 | 0.46489 | 0.46489 | 0.46489 | 0.46489 | 0.46489 | 0.46489 | 0.46489 | 0.46489 | 0.46489 | 0.46489 | 0.46489 | 0.46489 | 0.46489 | 0.46489 | 0.46489 | 0.46489 | 0.46489 | 0.46489 | 0.46489 | 0.23245 | 0.23245 | 0.23245 | 0.23245 | 0.23245 | 0.23245 | 0.23245 | 0.23245 | 0.23245 | 0.46489 | 0.46489 | 0.46489 | 0.46489 | 0.46489 | 0.46489 | 0.46489 | 0.46489 | 0.46489 | 0.46489 | 0.46489 | 0.46489 | 0.46489 | 0.46489 | 0.46489 | 0.46489 | 0.46489 | 0.46489 | 0.46489 | 0.46489 | 0.46489 | 0.46489 | 0.46489 | 0.46489 | 0.46489 | 0.46489 | 0.46489 | 0.46489 | 0.46489 | 0.46489 | 0.23245 | 0.23245 | 0.23245 | 0.23245 | 0.23245 | 0.23245 | 0.23245 | 0.23245 | 0.23245 | 0.23245 | 0.46489 | 0.46489 | 0.46489 | 0.46489 | 0.46489 | 0.46489 | 0.46489 | 0.46489 | 0.46489 | 0.46489 | 0.46489 | 0.46489 | 0.46489 | 0.46489 | 0.46489 | 0.46489 | 0.46489 | 0.46489 | 0.46489 | 0.46489 | 0.46489 | 0.46489 | 0.46489 | 0.46489 | 0.46489 | 0.46489 | 0.46489 | 0.46489 | 0.46489 | 0.46489 | 0.23245 | 0.23245 | 0.23245 | 0.23245 | 0.23245 | 0.23245 | 0.23245 | 0.23245 | 0.23245 | 0.23245 |  | 1 | 2.7963
* | ESOLSTCN1C | Solar Thermal Centralized Generation Class 1 Cost Category C |  | ELCSOL | ELC | 2015 | 30 | 0.35761 | 31.536 | 0.3 | 0 | [8 empty] | 0.10801 |  | 5546.3218 | 3354.3218 | 3171.1301 | 2537.3142 | 3144.0358 | 3070.7406 | 2924.1501 | 2924.1501 | 2924.1501 | 2924.1501 | 2924.1501 | 76.8 | 64 | 58.805 | 58.805 | 58.805 | 58.805 | 58.805 | 58.805 | 58.805 | 58.805 | 58.805 | 0.1 | 47.2222 | 47.2222 | 47.2222 | 47.2222 | [12 empty] | 0.46489 | 0.46489 | 0.46489 | 0.46489 | 0.46489 | 0.46489 | 0.46489 | 0.46489 | 0.46489 | 0.46489 | 0.46489 | 0.46489 | 0.46489 | 0.46489 | 0.46489 | 0.46489 | 0.46489 | 0.46489 | 0.46489 | 0.46489 | 0.46489 | 0.46489 | 0.46489 | 0.46489 | 0.46489 | 0.46489 | 0.46489 | 0.46489 | 0.46489 | 0.46489 | 0.23245 | 0.23245 | 0.23245 | 0.23245 | 0.23245 | 0.23245 | 0.23245 | 0.23245 | 0.23245 | 0.46489 | 0.46489 | 0.46489 | 0.46489 | 0.46489 | 0.46489 | 0.46489 | 0.46489 | 0.46489 | 0.46489 | 0.46489 | 0.46489 | 0.46489 | 0.46489 | 0.46489 | 0.46489 | 0.46489 | 0.46489 | 0.46489 | 0.46489 | 0.46489 | 0.46489 | 0.46489 | 0.46489 | 0.46489 | 0.46489 | 0.46489 | 0.46489 | 0.46489 | 0.46489 | 0.23245 | 0.23245 | 0.23245 | 0.23245 | 0.23245 | 0.23245 | 0.23245 | 0.23245 | 0.23245 | 0.23245 | 0.46489 | 0.46489 | 0.46489 | 0.46489 | 0.46489 | 0.46489 | 0.46489 | 0.46489 | 0.46489 | 0.46489 | 0.46489 | 0.46489 | 0.46489 | 0.46489 | 0.46489 | 0.46489 | 0.46489 | 0.46489 | 0.46489 | 0.46489 | 0.46489 | 0.46489 | 0.46489 | 0.46489 | 0.46489 | 0.46489 | 0.46489 | 0.46489 | 0.46489 | 0.46489 | 0.23245 | 0.23245 | 0.23245 | 0.23245 | 0.23245 | 0.23245 | 0.23245 | 0.23245 | 0.23245 | 0.23245 |  | 1 | 2.7963
* | ESOLSTCN1D | Solar Thermal Centralized Generation Class 1 Cost Category D |  | ELCSOL | ELC | 2015 | 30 | 0.35761 | 31.536 | 0.3 | 0 | [8 empty] | 0.12984 |  | 5634.3896 | 3442.3896 | 3259.1979 | 2625.382 | 3232.1036 | 3158.8084 | 3012.2179 | 3012.2179 | 3012.2179 | 3012.2179 | 3012.2179 | 76.8 | 64 | 58.805 | 58.805 | 58.805 | 58.805 | 58.805 | 58.805 | 58.805 | 58.805 | 58.805 | 0.1 | 47.2222 | 47.2222 | 47.2222 | 47.2222 | [12 empty] | 0.46489 | 0.46489 | 0.46489 | 0.46489 | 0.46489 | 0.46489 | 0.46489 | 0.46489 | 0.46489 | 0.46489 | 0.46489 | 0.46489 | 0.46489 | 0.46489 | 0.46489 | 0.46489 | 0.46489 | 0.46489 | 0.46489 | 0.46489 | 0.46489 | 0.46489 | 0.46489 | 0.46489 | 0.46489 | 0.46489 | 0.46489 | 0.46489 | 0.46489 | 0.46489 | 0.23245 | 0.23245 | 0.23245 | 0.23245 | 0.23245 | 0.23245 | 0.23245 | 0.23245 | 0.23245 | 0.46489 | 0.46489 | 0.46489 | 0.46489 | 0.46489 | 0.46489 | 0.46489 | 0.46489 | 0.46489 | 0.46489 | 0.46489 | 0.46489 | 0.46489 | 0.46489 | 0.46489 | 0.46489 | 0.46489 | 0.46489 | 0.46489 | 0.46489 | 0.46489 | 0.46489 | 0.46489 | 0.46489 | 0.46489 | 0.46489 | 0.46489 | 0.46489 | 0.46489 | 0.46489 | 0.23245 | 0.23245 | 0.23245 | 0.23245 | 0.23245 | 0.23245 | 0.23245 | 0.23245 | 0.23245 | 0.23245 | 0.46489 | 0.46489 | 0.46489 | 0.46489 | 0.46489 | 0.46489 | 0.46489 | 0.46489 | 0.46489 | 0.46489 | 0.46489 | 0.46489 | 0.46489 | 0.46489 | 0.46489 | 0.46489 | 0.46489 | 0.46489 | 0.46489 | 0.46489 | 0.46489 | 0.46489 | 0.46489 | 0.46489 | 0.46489 | 0.46489 | 0.46489 | 0.46489 | 0.46489 | 0.46489 | 0.23245 | 0.23245 | 0.23245 | 0.23245 | 0.23245 | 0.23245 | 0.23245 | 0.23245 | 0.23245 | 0.23245 |  | 1 | 2.7963
* | ESOLSTCN1E | Solar Thermal Centralized Generation Class 1 Cost Category E |  | ELCSOL | ELC | 2015 | 30 | 0.35761 | 31.536 | 0.3 | 0 | [8 empty] | 0.066339 |  | 5796.8305 | 3604.8305 | 3421.6388 | 2787.8229 | 3394.5445 | 3321.2493 | 3174.6588 | 3174.6588 | 3174.6588 | 3174.6588 | 3174.6588 | 76.8 | 64 | 58.805 | 58.805 | 58.805 | 58.805 | 58.805 | 58.805 | 58.805 | 58.805 | 58.805 | 0.1 | 47.2222 | 47.2222 | 47.2222 | 47.2222 | [12 empty] | 0.46489 | 0.46489 | 0.46489 | 0.46489 | 0.46489 | 0.46489 | 0.46489 | 0.46489 | 0.46489 | 0.46489 | 0.46489 | 0.46489 | 0.46489 | 0.46489 | 0.46489 | 0.46489 | 0.46489 | 0.46489 | 0.46489 | 0.46489 | 0.46489 | 0.46489 | 0.46489 | 0.46489 | 0.46489 | 0.46489 | 0.46489 | 0.46489 | 0.46489 | 0.46489 | 0.23245 | 0.23245 | 0.23245 | 0.23245 | 0.23245 | 0.23245 | 0.23245 | 0.23245 | 0.23245 | 0.46489 | 0.46489 | 0.46489 | 0.46489 | 0.46489 | 0.46489 | 0.46489 | 0.46489 | 0.46489 | 0.46489 | 0.46489 | 0.46489 | 0.46489 | 0.46489 | 0.46489 | 0.46489 | 0.46489 | 0.46489 | 0.46489 | 0.46489 | 0.46489 | 0.46489 | 0.46489 | 0.46489 | 0.46489 | 0.46489 | 0.46489 | 0.46489 | 0.46489 | 0.46489 | 0.23245 | 0.23245 | 0.23245 | 0.23245 | 0.23245 | 0.23245 | 0.23245 | 0.23245 | 0.23245 | 0.23245 | 0.46489 | 0.46489 | 0.46489 | 0.46489 | 0.46489 | 0.46489 | 0.46489 | 0.46489 | 0.46489 | 0.46489 | 0.46489 | 0.46489 | 0.46489 | 0.46489 | 0.46489 | 0.46489 | 0.46489 | 0.46489 | 0.46489 | 0.46489 | 0.46489 | 0.46489 | 0.46489 | 0.46489 | 0.46489 | 0.46489 | 0.46489 | 0.46489 | 0.46489 | 0.46489 | 0.23245 | 0.23245 | 0.23245 | 0.23245 | 0.23245 | 0.23245 | 0.23245 | 0.23245 | 0.23245 | 0.23245 |  | 1 | 2.7963
* | ESOLSTCN2A | Solar Thermal Centralized Generation Class 2 Cost Category A |  | ELCSOL | ELC | 2015 | 30 | 0.35761 | 31.536 | 0.3 | 0 | [8 empty] | 1.2009 |  | 5524.6113 | 3332.6113 | 3149.4196 | 2515.6037 | 3122.3253 | 3049.0301 | 2902.4396 | 2902.4396 | 2902.4396 | 2902.4396 | 2902.4396 | 76.8 | 64 | 58.805 | 58.805 | 58.805 | 58.805 | 58.805 | 58.805 | 58.805 | 58.805 | 58.805 | 0.1 | 47.2222 | 47.2222 | 47.2222 | 47.2222 | [12 empty] | 0.59353 | 0.59353 | 0.59353 | 0.59353 | 0.59353 | 0.59353 | 0.59353 | 0.59353 | 0.59353 | 0.59353 | 0.59353 | 0.59353 | 0.59353 | 0.59353 | 0.59353 | 0.59353 | 0.59353 | 0.59353 | 0.59353 | 0.59353 | 0.59353 | 0.59353 | 0.59353 | 0.59353 | 0.59353 | 0.59353 | 0.59353 | 0.59353 | 0.59353 | 0.59353 | 0.29677 | 0.29677 | 0.29677 | 0.29677 | 0.29677 | 0.29677 | 0.29677 | 0.29677 | 0.29677 | 0.59353 | 0.59353 | 0.59353 | 0.59353 | 0.59353 | 0.59353 | 0.59353 | 0.59353 | 0.59353 | 0.59353 | 0.59353 | 0.59353 | 0.59353 | 0.59353 | 0.59353 | 0.59353 | 0.59353 | 0.59353 | 0.59353 | 0.59353 | 0.59353 | 0.59353 | 0.59353 | 0.59353 | 0.59353 | 0.59353 | 0.59353 | 0.59353 | 0.59353 | 0.59353 | 0.29677 | 0.29677 | 0.29677 | 0.29677 | 0.29677 | 0.29677 | 0.29677 | 0.29677 | 0.29677 | 0.29677 | 0.59353 | 0.59353 | 0.59353 | 0.59353 | 0.59353 | 0.59353 | 0.59353 | 0.59353 | 0.59353 | 0.59353 | 0.59353 | 0.59353 | 0.59353 | 0.59353 | 0.59353 | 0.59353 | 0.59353 | 0.59353 | 0.59353 | 0.59353 | 0.59353 | 0.59353 | 0.59353 | 0.59353 | 0.59353 | 0.59353 | 0.59353 | 0.59353 | 0.59353 | 0.59353 | 0.29677 | 0.29677 | 0.29677 | 0.29677 | 0.29677 | 0.29677 | 0.29677 | 0.29677 | 0.29677 | 0.29677 |  | 1 | 2.7963
* | ESOLSTCN2B | Solar Thermal Centralized Generation Class 2 Cost Category B |  | ELCSOL | ELC | 2015 | 30 | 0.35761 | 31.536 | 0.3 | 0 | [8 empty] | 4.5255 |  | 5777.3278 | 3585.3278 | 3402.1362 | 2768.3203 | 3375.0419 | 3301.7467 | 3155.1562 | 3155.1562 | 3155.1562 | 3155.1562 | 3155.1562 | 76.8 | 64 | 58.805 | 58.805 | 58.805 | 58.805 | 58.805 | 58.805 | 58.805 | 58.805 | 58.805 | 0.1 | 47.2222 | 47.2222 | 47.2222 | 47.2222 | [12 empty] | 0.59353 | 0.59353 | 0.59353 | 0.59353 | 0.59353 | 0.59353 | 0.59353 | 0.59353 | 0.59353 | 0.59353 | 0.59353 | 0.59353 | 0.59353 | 0.59353 | 0.59353 | 0.59353 | 0.59353 | 0.59353 | 0.59353 | 0.59353 | 0.59353 | 0.59353 | 0.59353 | 0.59353 | 0.59353 | 0.59353 | 0.59353 | 0.59353 | 0.59353 | 0.59353 | 0.29677 | 0.29677 | 0.29677 | 0.29677 | 0.29677 | 0.29677 | 0.29677 | 0.29677 | 0.29677 | 0.59353 | 0.59353 | 0.59353 | 0.59353 | 0.59353 | 0.59353 | 0.59353 | 0.59353 | 0.59353 | 0.59353 | 0.59353 | 0.59353 | 0.59353 | 0.59353 | 0.59353 | 0.59353 | 0.59353 | 0.59353 | 0.59353 | 0.59353 | 0.59353 | 0.59353 | 0.59353 | 0.59353 | 0.59353 | 0.59353 | 0.59353 | 0.59353 | 0.59353 | 0.59353 | 0.29677 | 0.29677 | 0.29677 | 0.29677 | 0.29677 | 0.29677 | 0.29677 | 0.29677 | 0.29677 | 0.29677 | 0.59353 | 0.59353 | 0.59353 | 0.59353 | 0.59353 | 0.59353 | 0.59353 | 0.59353 | 0.59353 | 0.59353 | 0.59353 | 0.59353 | 0.59353 | 0.59353 | 0.59353 | 0.59353 | 0.59353 | 0.59353 | 0.59353 | 0.59353 | 0.59353 | 0.59353 | 0.59353 | 0.59353 | 0.59353 | 0.59353 | 0.59353 | 0.59353 | 0.59353 | 0.59353 | 0.29677 | 0.29677 | 0.29677 | 0.29677 | 0.29677 | 0.29677 | 0.29677 | 0.29677 | 0.29677 | 0.29677 |  | 1 | 2.7963
* | ESOLSTCN2C | Solar Thermal Centralized Generation Class 2 Cost Category C |  | ELCSOL | ELC | 2015 | 30 | 0.35761 | 31.536 | 0.3 | 0 | [8 empty] | 3.1287 |  | 5891.3939 | 3699.3939 | 3516.2023 | 2882.3863 | 3489.108 | 3415.8127 | 3269.2223 | 3269.2223 | 3269.2223 | 3269.2223 | 3269.2223 | 76.8 | 64 | 58.805 | 58.805 | 58.805 | 58.805 | 58.805 | 58.805 | 58.805 | 58.805 | 58.805 | 0.1 | 47.2222 | 47.2222 | 47.2222 | 47.2222 | [12 empty] | 0.59353 | 0.59353 | 0.59353 | 0.59353 | 0.59353 | 0.59353 | 0.59353 | 0.59353 | 0.59353 | 0.59353 | 0.59353 | 0.59353 | 0.59353 | 0.59353 | 0.59353 | 0.59353 | 0.59353 | 0.59353 | 0.59353 | 0.59353 | 0.59353 | 0.59353 | 0.59353 | 0.59353 | 0.59353 | 0.59353 | 0.59353 | 0.59353 | 0.59353 | 0.59353 | 0.29677 | 0.29677 | 0.29677 | 0.29677 | 0.29677 | 0.29677 | 0.29677 | 0.29677 | 0.29677 | 0.59353 | 0.59353 | 0.59353 | 0.59353 | 0.59353 | 0.59353 | 0.59353 | 0.59353 | 0.59353 | 0.59353 | 0.59353 | 0.59353 | 0.59353 | 0.59353 | 0.59353 | 0.59353 | 0.59353 | 0.59353 | 0.59353 | 0.59353 | 0.59353 | 0.59353 | 0.59353 | 0.59353 | 0.59353 | 0.59353 | 0.59353 | 0.59353 | 0.59353 | 0.59353 | 0.29677 | 0.29677 | 0.29677 | 0.29677 | 0.29677 | 0.29677 | 0.29677 | 0.29677 | 0.29677 | 0.29677 | 0.59353 | 0.59353 | 0.59353 | 0.59353 | 0.59353 | 0.59353 | 0.59353 | 0.59353 | 0.59353 | 0.59353 | 0.59353 | 0.59353 | 0.59353 | 0.59353 | 0.59353 | 0.59353 | 0.59353 | 0.59353 | 0.59353 | 0.59353 | 0.59353 | 0.59353 | 0.59353 | 0.59353 | 0.59353 | 0.59353 | 0.59353 | 0.59353 | 0.59353 | 0.59353 | 0.29677 | 0.29677 | 0.29677 | 0.29677 | 0.29677 | 0.29677 | 0.29677 | 0.29677 | 0.29677 | 0.29677 |  | 1 | 2.7963
* | ESOLSTCN2D | Solar Thermal Centralized Generation Class 2 Cost Category D |  | ELCSOL | ELC | 2015 | 30 | 0.35761 | 31.536 | 0.3 | 0 | [8 empty] | 3.9922 |  | 6007.3208 | 3815.3208 | 3632.1292 | 2998.3132 | 3605.0349 | 3531.7397 | 3385.1492 | 3385.1492 | 3385.1492 | 3385.1492 | 3385.1492 | 76.8 | 64 | 58.805 | 58.805 | 58.805 | 58.805 | 58.805 | 58.805 | 58.805 | 58.805 | 58.805 | 0.1 | 47.2222 | 47.2222 | 47.2222 | 47.2222 | [12 empty] | 0.59353 | 0.59353 | 0.59353 | 0.59353 | 0.59353 | 0.59353 | 0.59353 | 0.59353 | 0.59353 | 0.59353 | 0.59353 | 0.59353 | 0.59353 | 0.59353 | 0.59353 | 0.59353 | 0.59353 | 0.59353 | 0.59353 | 0.59353 | 0.59353 | 0.59353 | 0.59353 | 0.59353 | 0.59353 | 0.59353 | 0.59353 | 0.59353 | 0.59353 | 0.59353 | 0.29677 | 0.29677 | 0.29677 | 0.29677 | 0.29677 | 0.29677 | 0.29677 | 0.29677 | 0.29677 | 0.59353 | 0.59353 | 0.59353 | 0.59353 | 0.59353 | 0.59353 | 0.59353 | 0.59353 | 0.59353 | 0.59353 | 0.59353 | 0.59353 | 0.59353 | 0.59353 | 0.59353 | 0.59353 | 0.59353 | 0.59353 | 0.59353 | 0.59353 | 0.59353 | 0.59353 | 0.59353 | 0.59353 | 0.59353 | 0.59353 | 0.59353 | 0.59353 | 0.59353 | 0.59353 | 0.29677 | 0.29677 | 0.29677 | 0.29677 | 0.29677 | 0.29677 | 0.29677 | 0.29677 | 0.29677 | 0.29677 | 0.59353 | 0.59353 | 0.59353 | 0.59353 | 0.59353 | 0.59353 | 0.59353 | 0.59353 | 0.59353 | 0.59353 | 0.59353 | 0.59353 | 0.59353 | 0.59353 | 0.59353 | 0.59353 | 0.59353 | 0.59353 | 0.59353 | 0.59353 | 0.59353 | 0.59353 | 0.59353 | 0.59353 | 0.59353 | 0.59353 | 0.59353 | 0.59353 | 0.59353 | 0.59353 | 0.29677 | 0.29677 | 0.29677 | 0.29677 | 0.29677 | 0.29677 | 0.29677 | 0.29677 | 0.29677 | 0.29677 |  | 1 | 2.7963
* | ESOLSTCN2E | Solar Thermal Centralized Generation Class 2 Cost Category E |  | ELCSOL | ELC | 2015 | 30 | 0.35761 | 31.536 | 0.3 | 0 | [8 empty] | 7.3787 |  | 6144.4975 | 3952.4975 | 3769.3058 | 3135.4899 | 3742.2116 | 3668.9163 | 3522.3259 | 3522.3259 | 3522.3259 | 3522.3259 | 3522.3259 | 76.8 | 64 | 58.805 | 58.805 | 58.805 | 58.805 | 58.805 | 58.805 | 58.805 | 58.805 | 58.805 | 0.1 | 47.2222 | 47.2222 | 47.2222 | 47.2222 | [12 empty] | 0.59353 | 0.59353 | 0.59353 | 0.59353 | 0.59353 | 0.59353 | 0.59353 | 0.59353 | 0.59353 | 0.59353 | 0.59353 | 0.59353 | 0.59353 | 0.59353 | 0.59353 | 0.59353 | 0.59353 | 0.59353 | 0.59353 | 0.59353 | 0.59353 | 0.59353 | 0.59353 | 0.59353 | 0.59353 | 0.59353 | 0.59353 | 0.59353 | 0.59353 | 0.59353 | 0.29677 | 0.29677 | 0.29677 | 0.29677 | 0.29677 | 0.29677 | 0.29677 | 0.29677 | 0.29677 | 0.59353 | 0.59353 | 0.59353 | 0.59353 | 0.59353 | 0.59353 | 0.59353 | 0.59353 | 0.59353 | 0.59353 | 0.59353 | 0.59353 | 0.59353 | 0.59353 | 0.59353 | 0.59353 | 0.59353 | 0.59353 | 0.59353 | 0.59353 | 0.59353 | 0.59353 | 0.59353 | 0.59353 | 0.59353 | 0.59353 | 0.59353 | 0.59353 | 0.59353 | 0.59353 | 0.29677 | 0.29677 | 0.29677 | 0.29677 | 0.29677 | 0.29677 | 0.29677 | 0.29677 | 0.29677 | 0.29677 | 0.59353 | 0.59353 | 0.59353 | 0.59353 | 0.59353 | 0.59353 | 0.59353 | 0.59353 | 0.59353 | 0.59353 | 0.59353 | 0.59353 | 0.59353 | 0.59353 | 0.59353 | 0.59353 | 0.59353 | 0.59353 | 0.59353 | 0.59353 | 0.59353 | 0.59353 | 0.59353 | 0.59353 | 0.59353 | 0.59353 | 0.59353 | 0.59353 | 0.59353 | 0.59353 | 0.29677 | 0.29677 | 0.29677 | 0.29677 | 0.29677 | 0.29677 | 0.29677 | 0.29677 | 0.29677 | 0.29677 |  | 1 | 2.7963
* | ESOLSTCN3A | Solar Thermal Centralized Generation Class 3 Cost Category A |  | ELCSOL | ELC | 2015 | 30 | 0.35761 | 31.536 | 0.3 | 0 | [8 empty] | 1.0963 |  | 5637.2367 | 3445.2367 | 3262.045 | 2628.2291 | 3234.9507 | 3161.6555 | 3015.065 | 3015.065 | 3015.065 | 3015.065 | 3015.065 | 76.8 | 64 | 58.805 | 58.805 | 58.805 | 58.805 | 58.805 | 58.805 | 58.805 | 58.805 | 58.805 | 0.1 | 47.2222 | 47.2222 | 47.2222 | 47.2222 | [12 empty] | 0.65215 | 0.65215 | 0.65215 | 0.65215 | 0.65215 | 0.65215 | 0.65215 | 0.65215 | 0.65215 | 0.65215 | 0.65215 | 0.65215 | 0.65215 | 0.65215 | 0.65215 | 0.65215 | 0.65215 | 0.65215 | 0.65215 | 0.65215 | 0.65215 | 0.65215 | 0.65215 | 0.65215 | 0.65215 | 0.65215 | 0.65215 | 0.65215 | 0.65215 | 0.65215 | 0.32607 | 0.32607 | 0.32607 | 0.32607 | 0.32607 | 0.32607 | 0.32607 | 0.32607 | 0.32607 | 0.65215 | 0.65215 | 0.65215 | 0.65215 | 0.65215 | 0.65215 | 0.65215 | 0.65215 | 0.65215 | 0.65215 | 0.65215 | 0.65215 | 0.65215 | 0.65215 | 0.65215 | 0.65215 | 0.65215 | 0.65215 | 0.65215 | 0.65215 | 0.65215 | 0.65215 | 0.65215 | 0.65215 | 0.65215 | 0.65215 | 0.65215 | 0.65215 | 0.65215 | 0.65215 | 0.32607 | 0.32607 | 0.32607 | 0.32607 | 0.32607 | 0.32607 | 0.32607 | 0.32607 | 0.32607 | 0.32607 | 0.65215 | 0.65215 | 0.65215 | 0.65215 | 0.65215 | 0.65215 | 0.65215 | 0.65215 | 0.65215 | 0.65215 | 0.65215 | 0.65215 | 0.65215 | 0.65215 | 0.65215 | 0.65215 | 0.65215 | 0.65215 | 0.65215 | 0.65215 | 0.65215 | 0.65215 | 0.65215 | 0.65215 | 0.65215 | 0.65215 | 0.65215 | 0.65215 | 0.65215 | 0.65215 | 0.32607 | 0.32607 | 0.32607 | 0.32607 | 0.32607 | 0.32607 | 0.32607 | 0.32607 | 0.32607 | 0.32607 |  | 1 | 2.7963
* | ESOLSTCN3B | Solar Thermal Centralized Generation Class 3 Cost Category B |  | ELCSOL | ELC | 2015 | 30 | 0.35761 | 31.536 | 0.3 | 0 | [8 empty] | 2.3057 |  | 5979.3212 | 3787.3212 | 3604.1295 | 2970.3136 | 3577.0353 | 3503.74 | 3357.1496 | 3357.1496 | 3357.1496 | 3357.1496 | 3357.1496 | 76.8 | 64 | 58.805 | 58.805 | 58.805 | 58.805 | 58.805 | 58.805 | 58.805 | 58.805 | 58.805 | 0.1 | 47.2222 | 47.2222 | 47.2222 | 47.2222 | [12 empty] | 0.65215 | 0.65215 | 0.65215 | 0.65215 | 0.65215 | 0.65215 | 0.65215 | 0.65215 | 0.65215 | 0.65215 | 0.65215 | 0.65215 | 0.65215 | 0.65215 | 0.65215 | 0.65215 | 0.65215 | 0.65215 | 0.65215 | 0.65215 | 0.65215 | 0.65215 | 0.65215 | 0.65215 | 0.65215 | 0.65215 | 0.65215 | 0.65215 | 0.65215 | 0.65215 | 0.32607 | 0.32607 | 0.32607 | 0.32607 | 0.32607 | 0.32607 | 0.32607 | 0.32607 | 0.32607 | 0.65215 | 0.65215 | 0.65215 | 0.65215 | 0.65215 | 0.65215 | 0.65215 | 0.65215 | 0.65215 | 0.65215 | 0.65215 | 0.65215 | 0.65215 | 0.65215 | 0.65215 | 0.65215 | 0.65215 | 0.65215 | 0.65215 | 0.65215 | 0.65215 | 0.65215 | 0.65215 | 0.65215 | 0.65215 | 0.65215 | 0.65215 | 0.65215 | 0.65215 | 0.65215 | 0.32607 | 0.32607 | 0.32607 | 0.32607 | 0.32607 | 0.32607 | 0.32607 | 0.32607 | 0.32607 | 0.32607 | 0.65215 | 0.65215 | 0.65215 | 0.65215 | 0.65215 | 0.65215 | 0.65215 | 0.65215 | 0.65215 | 0.65215 | 0.65215 | 0.65215 | 0.65215 | 0.65215 | 0.65215 | 0.65215 | 0.65215 | 0.65215 | 0.65215 | 0.65215 | 0.65215 | 0.65215 | 0.65215 | 0.65215 | 0.65215 | 0.65215 | 0.65215 | 0.65215 | 0.65215 | 0.65215 | 0.32607 | 0.32607 | 0.32607 | 0.32607 | 0.32607 | 0.32607 | 0.32607 | 0.32607 | 0.32607 | 0.32607 |  | 1 | 2.7963
* | ESOLSTCN3C | Solar Thermal Centralized Generation Class 3 Cost Category C |  | ELCSOL | ELC | 2015 | 30 | 0.35761 | 31.536 | 0.3 | 0 | [8 empty] | 3.9285 |  | 6105.1593 | 3913.1593 | 3729.9676 | 3096.1517 | 3702.8733 | 3629.5781 | 3482.9876 | 3482.9876 | 3482.9876 | 3482.9876 | 3482.9876 | 76.8 | 64 | 58.805 | 58.805 | 58.805 | 58.805 | 58.805 | 58.805 | 58.805 | 58.805 | 58.805 | 0.1 | 47.2222 | 47.2222 | 47.2222 | 47.2222 | [12 empty] | 0.65215 | 0.65215 | 0.65215 | 0.65215 | 0.65215 | 0.65215 | 0.65215 | 0.65215 | 0.65215 | 0.65215 | 0.65215 | 0.65215 | 0.65215 | 0.65215 | 0.65215 | 0.65215 | 0.65215 | 0.65215 | 0.65215 | 0.65215 | 0.65215 | 0.65215 | 0.65215 | 0.65215 | 0.65215 | 0.65215 | 0.65215 | 0.65215 | 0.65215 | 0.65215 | 0.32607 | 0.32607 | 0.32607 | 0.32607 | 0.32607 | 0.32607 | 0.32607 | 0.32607 | 0.32607 | 0.65215 | 0.65215 | 0.65215 | 0.65215 | 0.65215 | 0.65215 | 0.65215 | 0.65215 | 0.65215 | 0.65215 | 0.65215 | 0.65215 | 0.65215 | 0.65215 | 0.65215 | 0.65215 | 0.65215 | 0.65215 | 0.65215 | 0.65215 | 0.65215 | 0.65215 | 0.65215 | 0.65215 | 0.65215 | 0.65215 | 0.65215 | 0.65215 | 0.65215 | 0.65215 | 0.32607 | 0.32607 | 0.32607 | 0.32607 | 0.32607 | 0.32607 | 0.32607 | 0.32607 | 0.32607 | 0.32607 | 0.65215 | 0.65215 | 0.65215 | 0.65215 | 0.65215 | 0.65215 | 0.65215 | 0.65215 | 0.65215 | 0.65215 | 0.65215 | 0.65215 | 0.65215 | 0.65215 | 0.65215 | 0.65215 | 0.65215 | 0.65215 | 0.65215 | 0.65215 | 0.65215 | 0.65215 | 0.65215 | 0.65215 | 0.65215 | 0.65215 | 0.65215 | 0.65215 | 0.65215 | 0.65215 | 0.32607 | 0.32607 | 0.32607 | 0.32607 | 0.32607 | 0.32607 | 0.32607 | 0.32607 | 0.32607 | 0.32607 |  | 1 | 2.7963
* | ESOLSTCN3D | Solar Thermal Centralized Generation Class 3 Cost Category D |  | ELCSOL | ELC | 2015 | 30 | 0.35761 | 31.536 | 0.3 | 0 | [8 empty] | 2.2955 |  | 6155.5188 | 3963.5188 | 3780.3271 | 3146.5112 | 3753.2328 | 3679.9376 | 3533.3471 | 3533.3471 | 3533.3471 | 3533.3471 | 3533.3471 | 76.8 | 64 | 58.805 | 58.805 | 58.805 | 58.805 | 58.805 | 58.805 | 58.805 | 58.805 | 58.805 | 0.1 | 47.2222 | 47.2222 | 47.2222 | 47.2222 | [12 empty] | 0.65215 | 0.65215 | 0.65215 | 0.65215 | 0.65215 | 0.65215 | 0.65215 | 0.65215 | 0.65215 | 0.65215 | 0.65215 | 0.65215 | 0.65215 | 0.65215 | 0.65215 | 0.65215 | 0.65215 | 0.65215 | 0.65215 | 0.65215 | 0.65215 | 0.65215 | 0.65215 | 0.65215 | 0.65215 | 0.65215 | 0.65215 | 0.65215 | 0.65215 | 0.65215 | 0.32607 | 0.32607 | 0.32607 | 0.32607 | 0.32607 | 0.32607 | 0.32607 | 0.32607 | 0.32607 | 0.65215 | 0.65215 | 0.65215 | 0.65215 | 0.65215 | 0.65215 | 0.65215 | 0.65215 | 0.65215 | 0.65215 | 0.65215 | 0.65215 | 0.65215 | 0.65215 | 0.65215 | 0.65215 | 0.65215 | 0.65215 | 0.65215 | 0.65215 | 0.65215 | 0.65215 | 0.65215 | 0.65215 | 0.65215 | 0.65215 | 0.65215 | 0.65215 | 0.65215 | 0.65215 | 0.32607 | 0.32607 | 0.32607 | 0.32607 | 0.32607 | 0.32607 | 0.32607 | 0.32607 | 0.32607 | 0.32607 | 0.65215 | 0.65215 | 0.65215 | 0.65215 | 0.65215 | 0.65215 | 0.65215 | 0.65215 | 0.65215 | 0.65215 | 0.65215 | 0.65215 | 0.65215 | 0.65215 | 0.65215 | 0.65215 | 0.65215 | 0.65215 | 0.65215 | 0.65215 | 0.65215 | 0.65215 | 0.65215 | 0.65215 | 0.65215 | 0.65215 | 0.65215 | 0.65215 | 0.65215 | 0.65215 | 0.32607 | 0.32607 | 0.32607 | 0.32607 | 0.32607 | 0.32607 | 0.32607 | 0.32607 | 0.32607 | 0.32607 |  | 1 | 2.7963
* | ESOLSTCN3E | Solar Thermal Centralized Generation Class 3 Cost Category E |  | ELCSOL | ELC | 2015 | 30 | 0.35761 | 31.536 | 0.3 | 0 | [8 empty] | 2.3596 |  | 6215.4114 | 4023.4114 | 3840.2197 | 3206.4038 | 3813.1254 | 3739.8302 | 3593.2397 | 3593.2397 | 3593.2397 | 3593.2397 | 3593.2397 | 76.8 | 64 | 58.805 | 58.805 | 58.805 | 58.805 | 58.805 | 58.805 | 58.805 | 58.805 | 58.805 | 0.1 | 47.2222 | 47.2222 | 47.2222 | 47.2222 | [12 empty] | 0.65215 | 0.65215 | 0.65215 | 0.65215 | 0.65215 | 0.65215 | 0.65215 | 0.65215 | 0.65215 | 0.65215 | 0.65215 | 0.65215 | 0.65215 | 0.65215 | 0.65215 | 0.65215 | 0.65215 | 0.65215 | 0.65215 | 0.65215 | 0.65215 | 0.65215 | 0.65215 | 0.65215 | 0.65215 | 0.65215 | 0.65215 | 0.65215 | 0.65215 | 0.65215 | 0.32607 | 0.32607 | 0.32607 | 0.32607 | 0.32607 | 0.32607 | 0.32607 | 0.32607 | 0.32607 | 0.65215 | 0.65215 | 0.65215 | 0.65215 | 0.65215 | 0.65215 | 0.65215 | 0.65215 | 0.65215 | 0.65215 | 0.65215 | 0.65215 | 0.65215 | 0.65215 | 0.65215 | 0.65215 | 0.65215 | 0.65215 | 0.65215 | 0.65215 | 0.65215 | 0.65215 | 0.65215 | 0.65215 | 0.65215 | 0.65215 | 0.65215 | 0.65215 | 0.65215 | 0.65215 | 0.32607 | 0.32607 | 0.32607 | 0.32607 | 0.32607 | 0.32607 | 0.32607 | 0.32607 | 0.32607 | 0.32607 | 0.65215 | 0.65215 | 0.65215 | 0.65215 | 0.65215 | 0.65215 | 0.65215 | 0.65215 | 0.65215 | 0.65215 | 0.65215 | 0.65215 | 0.65215 | 0.65215 | 0.65215 | 0.65215 | 0.65215 | 0.65215 | 0.65215 | 0.65215 | 0.65215 | 0.65215 | 0.65215 | 0.65215 | 0.65215 | 0.65215 | 0.65215 | 0.65215 | 0.65215 | 0.65215 | 0.32607 | 0.32607 | 0.32607 | 0.32607 | 0.32607 | 0.32607 | 0.32607 | 0.32607 | 0.32607 | 0.32607 |  | 1 | 2.7963
* | ESOLSTCN4A | Solar Thermal Centralized Generation Class 4 Cost Category A |  | ELCSOL | ELC | 2015 | 30 | 0.35761 | 31.536 | 0.3 | 0 | [8 empty] | 2.0866 |  | 5440.8274 | 3248.8274 | 3065.6357 | 2431.8198 | 3038.5414 | 2965.2462 | 2818.6557 | 2818.6557 | 2818.6557 | 2818.6557 | 2818.6557 | 76.8 | 64 | 58.805 | 58.805 | 58.805 | 58.805 | 58.805 | 58.805 | 58.805 | 58.805 | 58.805 | 0.1 | 47.2222 | 47.2222 | 47.2222 | 47.2222 | [12 empty] | 0.68165 | 0.68165 | 0.68165 | 0.68165 | 0.68165 | 0.68165 | 0.68165 | 0.68165 | 0.68165 | 0.68165 | 0.68165 | 0.68165 | 0.68165 | 0.68165 | 0.68165 | 0.68165 | 0.68165 | 0.68165 | 0.68165 | 0.68165 | 0.68165 | 0.68165 | 0.68165 | 0.68165 | 0.68165 | 0.68165 | 0.68165 | 0.68165 | 0.68165 | 0.68165 | 0.34082 | 0.34082 | 0.34082 | 0.34082 | 0.34082 | 0.34082 | 0.34082 | 0.34082 | 0.34082 | 0.68165 | 0.68165 | 0.68165 | 0.68165 | 0.68165 | 0.68165 | 0.68165 | 0.68165 | 0.68165 | 0.68165 | 0.68165 | 0.68165 | 0.68165 | 0.68165 | 0.68165 | 0.68165 | 0.68165 | 0.68165 | 0.68165 | 0.68165 | 0.68165 | 0.68165 | 0.68165 | 0.68165 | 0.68165 | 0.68165 | 0.68165 | 0.68165 | 0.68165 | 0.68165 | 0.34082 | 0.34082 | 0.34082 | 0.34082 | 0.34082 | 0.34082 | 0.34082 | 0.34082 | 0.34082 | 0.34082 | 0.68165 | 0.68165 | 0.68165 | 0.68165 | 0.68165 | 0.68165 | 0.68165 | 0.68165 | 0.68165 | 0.68165 | 0.68165 | 0.68165 | 0.68165 | 0.68165 | 0.68165 | 0.68165 | 0.68165 | 0.68165 | 0.68165 | 0.68165 | 0.68165 | 0.68165 | 0.68165 | 0.68165 | 0.68165 | 0.68165 | 0.68165 | 0.68165 | 0.68165 | 0.68165 | 0.34082 | 0.34082 | 0.34082 | 0.34082 | 0.34082 | 0.34082 | 0.34082 | 0.34082 | 0.34082 | 0.34082 |  | 1 | 2.7963
* | ESOLSTCN4B | Solar Thermal Centralized Generation Class 4 Cost Category B |  | ELCSOL | ELC | 2015 | 30 | 0.35761 | 31.536 | 0.3 | 0 | [8 empty] | 2.1713 |  | 5663.1258 | 3471.1258 | 3287.9341 | 2654.1182 | 3260.8398 | 3187.5446 | 3040.9541 | 3040.9541 | 3040.9541 | 3040.9541 | 3040.9541 | 76.8 | 64 | 58.805 | 58.805 | 58.805 | 58.805 | 58.805 | 58.805 | 58.805 | 58.805 | 58.805 | 0.1 | 47.2222 | 47.2222 | 47.2222 | 47.2222 | [12 empty] | 0.68165 | 0.68165 | 0.68165 | 0.68165 | 0.68165 | 0.68165 | 0.68165 | 0.68165 | 0.68165 | 0.68165 | 0.68165 | 0.68165 | 0.68165 | 0.68165 | 0.68165 | 0.68165 | 0.68165 | 0.68165 | 0.68165 | 0.68165 | 0.68165 | 0.68165 | 0.68165 | 0.68165 | 0.68165 | 0.68165 | 0.68165 | 0.68165 | 0.68165 | 0.68165 | 0.34082 | 0.34082 | 0.34082 | 0.34082 | 0.34082 | 0.34082 | 0.34082 | 0.34082 | 0.34082 | 0.68165 | 0.68165 | 0.68165 | 0.68165 | 0.68165 | 0.68165 | 0.68165 | 0.68165 | 0.68165 | 0.68165 | 0.68165 | 0.68165 | 0.68165 | 0.68165 | 0.68165 | 0.68165 | 0.68165 | 0.68165 | 0.68165 | 0.68165 | 0.68165 | 0.68165 | 0.68165 | 0.68165 | 0.68165 | 0.68165 | 0.68165 | 0.68165 | 0.68165 | 0.68165 | 0.34082 | 0.34082 | 0.34082 | 0.34082 | 0.34082 | 0.34082 | 0.34082 | 0.34082 | 0.34082 | 0.34082 | 0.68165 | 0.68165 | 0.68165 | 0.68165 | 0.68165 | 0.68165 | 0.68165 | 0.68165 | 0.68165 | 0.68165 | 0.68165 | 0.68165 | 0.68165 | 0.68165 | 0.68165 | 0.68165 | 0.68165 | 0.68165 | 0.68165 | 0.68165 | 0.68165 | 0.68165 | 0.68165 | 0.68165 | 0.68165 | 0.68165 | 0.68165 | 0.68165 | 0.68165 | 0.68165 | 0.34082 | 0.34082 | 0.34082 | 0.34082 | 0.34082 | 0.34082 | 0.34082 | 0.34082 | 0.34082 | 0.34082 |  | 1 | 2.7963
* | ESOLSTCN4C | Solar Thermal Centralized Generation Class 4 Cost Category C |  | ELCSOL | ELC | 2015 | 30 | 0.35761 | 31.536 | 0.3 | 0 | [8 empty] | 2.9303 |  | 5812.4187 | 3620.4187 | 3437.2271 | 2803.4111 | 3410.1328 | 3336.8376 | 3190.2471 | 3190.2471 | 3190.2471 | 3190.2471 | 3190.2471 | 76.8 | 64 | 58.805 | 58.805 | 58.805 | 58.805 | 58.805 | 58.805 | 58.805 | 58.805 | 58.805 | 0.1 | 47.2222 | 47.2222 | 47.2222 | 47.2222 | [12 empty] | 0.68165 | 0.68165 | 0.68165 | 0.68165 | 0.68165 | 0.68165 | 0.68165 | 0.68165 | 0.68165 | 0.68165 | 0.68165 | 0.68165 | 0.68165 | 0.68165 | 0.68165 | 0.68165 | 0.68165 | 0.68165 | 0.68165 | 0.68165 | 0.68165 | 0.68165 | 0.68165 | 0.68165 | 0.68165 | 0.68165 | 0.68165 | 0.68165 | 0.68165 | 0.68165 | 0.34082 | 0.34082 | 0.34082 | 0.34082 | 0.34082 | 0.34082 | 0.34082 | 0.34082 | 0.34082 | 0.68165 | 0.68165 | 0.68165 | 0.68165 | 0.68165 | 0.68165 | 0.68165 | 0.68165 | 0.68165 | 0.68165 | 0.68165 | 0.68165 | 0.68165 | 0.68165 | 0.68165 | 0.68165 | 0.68165 | 0.68165 | 0.68165 | 0.68165 | 0.68165 | 0.68165 | 0.68165 | 0.68165 | 0.68165 | 0.68165 | 0.68165 | 0.68165 | 0.68165 | 0.68165 | 0.34082 | 0.34082 | 0.34082 | 0.34082 | 0.34082 | 0.34082 | 0.34082 | 0.34082 | 0.34082 | 0.34082 | 0.68165 | 0.68165 | 0.68165 | 0.68165 | 0.68165 | 0.68165 | 0.68165 | 0.68165 | 0.68165 | 0.68165 | 0.68165 | 0.68165 | 0.68165 | 0.68165 | 0.68165 | 0.68165 | 0.68165 | 0.68165 | 0.68165 | 0.68165 | 0.68165 | 0.68165 | 0.68165 | 0.68165 | 0.68165 | 0.68165 | 0.68165 | 0.68165 | 0.68165 | 0.68165 | 0.34082 | 0.34082 | 0.34082 | 0.34082 | 0.34082 | 0.34082 | 0.34082 | 0.34082 | 0.34082 | 0.34082 |  | 1 | 2.7963
* | ESOLSTCN4D | Solar Thermal Centralized Generation Class 4 Cost Category D |  | ELCSOL | ELC | 2015 | 30 | 0.35761 | 31.536 | 0.3 | 0 | [8 empty] | 3.6623 |  | 5970.1682 | 3778.1682 | 3594.9765 | 2961.1606 | 3567.8823 | 3494.587 | 3347.9966 | 3347.9966 | 3347.9966 | 3347.9966 | 3347.9966 | 76.8 | 64 | 58.805 | 58.805 | 58.805 | 58.805 | 58.805 | 58.805 | 58.805 | 58.805 | 58.805 | 0.1 | 47.2222 | 47.2222 | 47.2222 | 47.2222 | [12 empty] | 0.68165 | 0.68165 | 0.68165 | 0.68165 | 0.68165 | 0.68165 | 0.68165 | 0.68165 | 0.68165 | 0.68165 | 0.68165 | 0.68165 | 0.68165 | 0.68165 | 0.68165 | 0.68165 | 0.68165 | 0.68165 | 0.68165 | 0.68165 | 0.68165 | 0.68165 | 0.68165 | 0.68165 | 0.68165 | 0.68165 | 0.68165 | 0.68165 | 0.68165 | 0.68165 | 0.34082 | 0.34082 | 0.34082 | 0.34082 | 0.34082 | 0.34082 | 0.34082 | 0.34082 | 0.34082 | 0.68165 | 0.68165 | 0.68165 | 0.68165 | 0.68165 | 0.68165 | 0.68165 | 0.68165 | 0.68165 | 0.68165 | 0.68165 | 0.68165 | 0.68165 | 0.68165 | 0.68165 | 0.68165 | 0.68165 | 0.68165 | 0.68165 | 0.68165 | 0.68165 | 0.68165 | 0.68165 | 0.68165 | 0.68165 | 0.68165 | 0.68165 | 0.68165 | 0.68165 | 0.68165 | 0.34082 | 0.34082 | 0.34082 | 0.34082 | 0.34082 | 0.34082 | 0.34082 | 0.34082 | 0.34082 | 0.34082 | 0.68165 | 0.68165 | 0.68165 | 0.68165 | 0.68165 | 0.68165 | 0.68165 | 0.68165 | 0.68165 | 0.68165 | 0.68165 | 0.68165 | 0.68165 | 0.68165 | 0.68165 | 0.68165 | 0.68165 | 0.68165 | 0.68165 | 0.68165 | 0.68165 | 0.68165 | 0.68165 | 0.68165 | 0.68165 | 0.68165 | 0.68165 | 0.68165 | 0.68165 | 0.68165 | 0.34082 | 0.34082 | 0.34082 | 0.34082 | 0.34082 | 0.34082 | 0.34082 | 0.34082 | 0.34082 | 0.34082 |  | 1 | 2.7963
* | ESOLSTCN4E | Solar Thermal Centralized Generation Class 4 Cost Category E |  | ELCSOL | ELC | 2015 | 30 | 0.35761 | 31.536 | 0.3 | 0 | [8 empty] | 5.6862 |  | 6140.9235 | 3948.9235 | 3765.7318 | 3131.9159 | 3738.6376 | 3665.3423 | 3518.7519 | 3518.7519 | 3518.7519 | 3518.7519 | 3518.7519 | 76.8 | 64 | 58.805 | 58.805 | 58.805 | 58.805 | 58.805 | 58.805 | 58.805 | 58.805 | 58.805 | 0.1 | 47.2222 | 47.2222 | 47.2222 | 47.2222 | [12 empty] | 0.68165 | 0.68165 | 0.68165 | 0.68165 | 0.68165 | 0.68165 | 0.68165 | 0.68165 | 0.68165 | 0.68165 | 0.68165 | 0.68165 | 0.68165 | 0.68165 | 0.68165 | 0.68165 | 0.68165 | 0.68165 | 0.68165 | 0.68165 | 0.68165 | 0.68165 | 0.68165 | 0.68165 | 0.68165 | 0.68165 | 0.68165 | 0.68165 | 0.68165 | 0.68165 | 0.34082 | 0.34082 | 0.34082 | 0.34082 | 0.34082 | 0.34082 | 0.34082 | 0.34082 | 0.34082 | 0.68165 | 0.68165 | 0.68165 | 0.68165 | 0.68165 | 0.68165 | 0.68165 | 0.68165 | 0.68165 | 0.68165 | 0.68165 | 0.68165 | 0.68165 | 0.68165 | 0.68165 | 0.68165 | 0.68165 | 0.68165 | 0.68165 | 0.68165 | 0.68165 | 0.68165 | 0.68165 | 0.68165 | 0.68165 | 0.68165 | 0.68165 | 0.68165 | 0.68165 | 0.68165 | 0.34082 | 0.34082 | 0.34082 | 0.34082 | 0.34082 | 0.34082 | 0.34082 | 0.34082 | 0.34082 | 0.34082 | 0.68165 | 0.68165 | 0.68165 | 0.68165 | 0.68165 | 0.68165 | 0.68165 | 0.68165 | 0.68165 | 0.68165 | 0.68165 | 0.68165 | 0.68165 | 0.68165 | 0.68165 | 0.68165 | 0.68165 | 0.68165 | 0.68165 | 0.68165 | 0.68165 | 0.68165 | 0.68165 | 0.68165 | 0.68165 | 0.68165 | 0.68165 | 0.68165 | 0.68165 | 0.68165 | 0.34082 | 0.34082 | 0.34082 | 0.34082 | 0.34082 | 0.34082 | 0.34082 | 0.34082 | 0.34082 | 0.34082 |  | 1 | 2.7963
* | ESOLSTCN5A | Solar Thermal Centralized Generation Class 5 Cost Category A |  | ELCSOL | ELC | 2015 | 30 | 0.35761 | 31.536 | 0.3 | 0 | [8 empty] | 15.6603 |  | 5318.545 | 3126.545 | 2943.3533 | 2309.5374 | 2916.2591 | 2842.9638 | 2696.3734 | 2696.3734 | 2696.3734 | 2696.3734 | 2696.3734 | 76.8 | 64 | 58.805 | 58.805 | 58.805 | 58.805 | 58.805 | 58.805 | 58.805 | 58.805 | 58.805 | 0.1 | 47.2222 | 47.2222 | 47.2222 | 47.2222 | [12 empty] | 0.70918 | 0.70918 | 0.70918 | 0.70918 | 0.70918 | 0.70918 | 0.70918 | 0.70918 | 0.70918 | 0.70918 | 0.70918 | 0.70918 | 0.70918 | 0.70918 | 0.70918 | 0.70918 | 0.70918 | 0.70918 | 0.70918 | 0.70918 | 0.70918 | 0.70918 | 0.70918 | 0.70918 | 0.70918 | 0.70918 | 0.70918 | 0.70918 | 0.70918 | 0.70918 | 0.35459 | 0.35459 | 0.35459 | 0.35459 | 0.35459 | 0.35459 | 0.35459 | 0.35459 | 0.35459 | 0.70918 | 0.70918 | 0.70918 | 0.70918 | 0.70918 | 0.70918 | 0.70918 | 0.70918 | 0.70918 | 0.70918 | 0.70918 | 0.70918 | 0.70918 | 0.70918 | 0.70918 | 0.70918 | 0.70918 | 0.70918 | 0.70918 | 0.70918 | 0.70918 | 0.70918 | 0.70918 | 0.70918 | 0.70918 | 0.70918 | 0.70918 | 0.70918 | 0.70918 | 0.70918 | 0.35459 | 0.35459 | 0.35459 | 0.35459 | 0.35459 | 0.35459 | 0.35459 | 0.35459 | 0.35459 | 0.35459 | 0.70918 | 0.70918 | 0.70918 | 0.70918 | 0.70918 | 0.70918 | 0.70918 | 0.70918 | 0.70918 | 0.70918 | 0.70918 | 0.70918 | 0.70918 | 0.70918 | 0.70918 | 0.70918 | 0.70918 | 0.70918 | 0.70918 | 0.70918 | 0.70918 | 0.70918 | 0.70918 | 0.70918 | 0.70918 | 0.70918 | 0.70918 | 0.70918 | 0.70918 | 0.70918 | 0.35459 | 0.35459 | 0.35459 | 0.35459 | 0.35459 | 0.35459 | 0.35459 | 0.35459 | 0.35459 | 0.35459 |  | 1 | 2.7963
* | ESOLSTCN5B | Solar Thermal Centralized Generation Class 5 Cost Category B |  | ELCSOL | ELC | 2015 | 30 | 0.35761 | 31.536 | 0.3 | 0 | [8 empty] | 9.7717 |  | 5424.5762 | 3232.5762 | 3049.3845 | 2415.5686 | 3022.2903 | 2948.995 | 2802.4046 | 2802.4046 | 2802.4046 | 2802.4046 | 2802.4046 | 76.8 | 64 | 58.805 | 58.805 | 58.805 | 58.805 | 58.805 | 58.805 | 58.805 | 58.805 | 58.805 | 0.1 | 47.2222 | 47.2222 | 47.2222 | 47.2222 | [12 empty] | 0.70918 | 0.70918 | 0.70918 | 0.70918 | 0.70918 | 0.70918 | 0.70918 | 0.70918 | 0.70918 | 0.70918 | 0.70918 | 0.70918 | 0.70918 | 0.70918 | 0.70918 | 0.70918 | 0.70918 | 0.70918 | 0.70918 | 0.70918 | 0.70918 | 0.70918 | 0.70918 | 0.70918 | 0.70918 | 0.70918 | 0.70918 | 0.70918 | 0.70918 | 0.70918 | 0.35459 | 0.35459 | 0.35459 | 0.35459 | 0.35459 | 0.35459 | 0.35459 | 0.35459 | 0.35459 | 0.70918 | 0.70918 | 0.70918 | 0.70918 | 0.70918 | 0.70918 | 0.70918 | 0.70918 | 0.70918 | 0.70918 | 0.70918 | 0.70918 | 0.70918 | 0.70918 | 0.70918 | 0.70918 | 0.70918 | 0.70918 | 0.70918 | 0.70918 | 0.70918 | 0.70918 | 0.70918 | 0.70918 | 0.70918 | 0.70918 | 0.70918 | 0.70918 | 0.70918 | 0.70918 | 0.35459 | 0.35459 | 0.35459 | 0.35459 | 0.35459 | 0.35459 | 0.35459 | 0.35459 | 0.35459 | 0.35459 | 0.70918 | 0.70918 | 0.70918 | 0.70918 | 0.70918 | 0.70918 | 0.70918 | 0.70918 | 0.70918 | 0.70918 | 0.70918 | 0.70918 | 0.70918 | 0.70918 | 0.70918 | 0.70918 | 0.70918 | 0.70918 | 0.70918 | 0.70918 | 0.70918 | 0.70918 | 0.70918 | 0.70918 | 0.70918 | 0.70918 | 0.70918 | 0.70918 | 0.70918 | 0.70918 | 0.35459 | 0.35459 | 0.35459 | 0.35459 | 0.35459 | 0.35459 | 0.35459 | 0.35459 | 0.35459 | 0.35459 |  | 1 | 2.7963
* | ESOLSTCN5C | Solar Thermal Centralized Generation Class 5 Cost Category C |  | ELCSOL | ELC | 2015 | 30 | 0.35761 | 31.536 | 0.3 | 0 | [8 empty] | 13.0231 |  | 5721.1106 | 3529.1106 | 3345.919 | 2712.103 | 3318.8247 | 3245.5294 | 3098.939 | 3098.939 | 3098.939 | 3098.939 | 3098.939 | 76.8 | 64 | 58.805 | 58.805 | 58.805 | 58.805 | 58.805 | 58.805 | 58.805 | 58.805 | 58.805 | 0.1 | 47.2222 | 47.2222 | 47.2222 | 47.2222 | [12 empty] | 0.70918 | 0.70918 | 0.70918 | 0.70918 | 0.70918 | 0.70918 | 0.70918 | 0.70918 | 0.70918 | 0.70918 | 0.70918 | 0.70918 | 0.70918 | 0.70918 | 0.70918 | 0.70918 | 0.70918 | 0.70918 | 0.70918 | 0.70918 | 0.70918 | 0.70918 | 0.70918 | 0.70918 | 0.70918 | 0.70918 | 0.70918 | 0.70918 | 0.70918 | 0.70918 | 0.35459 | 0.35459 | 0.35459 | 0.35459 | 0.35459 | 0.35459 | 0.35459 | 0.35459 | 0.35459 | 0.70918 | 0.70918 | 0.70918 | 0.70918 | 0.70918 | 0.70918 | 0.70918 | 0.70918 | 0.70918 | 0.70918 | 0.70918 | 0.70918 | 0.70918 | 0.70918 | 0.70918 | 0.70918 | 0.70918 | 0.70918 | 0.70918 | 0.70918 | 0.70918 | 0.70918 | 0.70918 | 0.70918 | 0.70918 | 0.70918 | 0.70918 | 0.70918 | 0.70918 | 0.70918 | 0.35459 | 0.35459 | 0.35459 | 0.35459 | 0.35459 | 0.35459 | 0.35459 | 0.35459 | 0.35459 | 0.35459 | 0.70918 | 0.70918 | 0.70918 | 0.70918 | 0.70918 | 0.70918 | 0.70918 | 0.70918 | 0.70918 | 0.70918 | 0.70918 | 0.70918 | 0.70918 | 0.70918 | 0.70918 | 0.70918 | 0.70918 | 0.70918 | 0.70918 | 0.70918 | 0.70918 | 0.70918 | 0.70918 | 0.70918 | 0.70918 | 0.70918 | 0.70918 | 0.70918 | 0.70918 | 0.70918 | 0.35459 | 0.35459 | 0.35459 | 0.35459 | 0.35459 | 0.35459 | 0.35459 | 0.35459 | 0.35459 | 0.35459 |  | 1 | 2.7963
* | ESOLSTCN5D | Solar Thermal Centralized Generation Class 5 Cost Category D |  | ELCSOL | ELC | 2015 | 30 | 0.35761 | 31.536 | 0.3 | 0 | [8 empty] | 8.922 |  | 5928.2044 | 3736.2044 | 3553.0128 | 2919.1968 | 3525.9185 | 3452.6232 | 3306.0328 | 3306.0328 | 3306.0328 | 3306.0328 | 3306.0328 | 76.8 | 64 | 58.805 | 58.805 | 58.805 | 58.805 | 58.805 | 58.805 | 58.805 | 58.805 | 58.805 | 0.1 | 47.2222 | 47.2222 | 47.2222 | 47.2222 | [12 empty] | 0.70918 | 0.70918 | 0.70918 | 0.70918 | 0.70918 | 0.70918 | 0.70918 | 0.70918 | 0.70918 | 0.70918 | 0.70918 | 0.70918 | 0.70918 | 0.70918 | 0.70918 | 0.70918 | 0.70918 | 0.70918 | 0.70918 | 0.70918 | 0.70918 | 0.70918 | 0.70918 | 0.70918 | 0.70918 | 0.70918 | 0.70918 | 0.70918 | 0.70918 | 0.70918 | 0.35459 | 0.35459 | 0.35459 | 0.35459 | 0.35459 | 0.35459 | 0.35459 | 0.35459 | 0.35459 | 0.70918 | 0.70918 | 0.70918 | 0.70918 | 0.70918 | 0.70918 | 0.70918 | 0.70918 | 0.70918 | 0.70918 | 0.70918 | 0.70918 | 0.70918 | 0.70918 | 0.70918 | 0.70918 | 0.70918 | 0.70918 | 0.70918 | 0.70918 | 0.70918 | 0.70918 | 0.70918 | 0.70918 | 0.70918 | 0.70918 | 0.70918 | 0.70918 | 0.70918 | 0.70918 | 0.35459 | 0.35459 | 0.35459 | 0.35459 | 0.35459 | 0.35459 | 0.35459 | 0.35459 | 0.35459 | 0.35459 | 0.70918 | 0.70918 | 0.70918 | 0.70918 | 0.70918 | 0.70918 | 0.70918 | 0.70918 | 0.70918 | 0.70918 | 0.70918 | 0.70918 | 0.70918 | 0.70918 | 0.70918 | 0.70918 | 0.70918 | 0.70918 | 0.70918 | 0.70918 | 0.70918 | 0.70918 | 0.70918 | 0.70918 | 0.70918 | 0.70918 | 0.70918 | 0.70918 | 0.70918 | 0.70918 | 0.35459 | 0.35459 | 0.35459 | 0.35459 | 0.35459 | 0.35459 | 0.35459 | 0.35459 | 0.35459 | 0.35459 |  | 1 | 2.7963
* | ESOLSTCN5E | Solar Thermal Centralized Generation Class 5 Cost Category E |  | ELCSOL | ELC | 2015 | 30 | 0.35761 | 31.536 | 0.3 | 0 | [8 empty] | 9.8009 |  | 6111.1296 | 3919.1296 | 3735.9379 | 3102.122 | 3708.8437 | 3635.5484 | 3488.958 | 3488.958 | 3488.958 | 3488.958 | 3488.958 | 76.8 | 64 | 58.805 | 58.805 | 58.805 | 58.805 | 58.805 | 58.805 | 58.805 | 58.805 | 58.805 | 0.1 | 47.2222 | 47.2222 | 47.2222 | 47.2222 | [12 empty] | 0.70918 | 0.70918 | 0.70918 | 0.70918 | 0.70918 | 0.70918 | 0.70918 | 0.70918 | 0.70918 | 0.70918 | 0.70918 | 0.70918 | 0.70918 | 0.70918 | 0.70918 | 0.70918 | 0.70918 | 0.70918 | 0.70918 | 0.70918 | 0.70918 | 0.70918 | 0.70918 | 0.70918 | 0.70918 | 0.70918 | 0.70918 | 0.70918 | 0.70918 | 0.70918 | 0.35459 | 0.35459 | 0.35459 | 0.35459 | 0.35459 | 0.35459 | 0.35459 | 0.35459 | 0.35459 | 0.70918 | 0.70918 | 0.70918 | 0.70918 | 0.70918 | 0.70918 | 0.70918 | 0.70918 | 0.70918 | 0.70918 | 0.70918 | 0.70918 | 0.70918 | 0.70918 | 0.70918 | 0.70918 | 0.70918 | 0.70918 | 0.70918 | 0.70918 | 0.70918 | 0.70918 | 0.70918 | 0.70918 | 0.70918 | 0.70918 | 0.70918 | 0.70918 | 0.70918 | 0.70918 | 0.35459 | 0.35459 | 0.35459 | 0.35459 | 0.35459 | 0.35459 | 0.35459 | 0.35459 | 0.35459 | 0.35459 | 0.70918 | 0.70918 | 0.70918 | 0.70918 | 0.70918 | 0.70918 | 0.70918 | 0.70918 | 0.70918 | 0.70918 | 0.70918 | 0.70918 | 0.70918 | 0.70918 | 0.70918 | 0.70918 | 0.70918 | 0.70918 | 0.70918 | 0.70918 | 0.70918 | 0.70918 | 0.70918 | 0.70918 | 0.70918 | 0.70918 | 0.70918 | 0.70918 | 0.70918 | 0.70918 | 0.35459 | 0.35459 | 0.35459 | 0.35459 | 0.35459 | 0.35459 | 0.35459 | 0.35459 | 0.35459 | 0.35459 |  | 1 | 2.7963
* | ESOLSTCN1A | Solar Thermal Centralized Generation Class 1 Cost Category A |  | ELCSOL | ELC | 2015 | 30 | 0.35761 | 31.536 | 0.3 | 0 | [8 empty] | 0.74334 |  | 5377.443 | 3185.443 | 3002.2514 | 2368.4354 | 2975.1571 | 2901.8619 | 2755.2714 | 2755.2714 | 2755.2714 | 2755.2714 | 2755.2714 | 76.8 | 64 | 58.805 | 58.805 | 58.805 | 58.805 | 58.805 | 58.805 | 58.805 | 58.805 | 58.805 | 0.1 | 47.2222 | 47.2222 | 47.2222 | 47.2222 | [12 empty] | 0.46489 | 0.46489 | 0.46489 | 0.46489 | 0.46489 | 0.46489 | 0.46489 | 0.46489 | 0.46489 | 0.46489 | 0.46489 | 0.46489 | 0.46489 | 0.46489 | 0.46489 | 0.46489 | 0.46489 | 0.46489 | 0.46489 | 0.46489 | 0.46489 | 0.46489 | 0.46489 | 0.46489 | 0.46489 | 0.46489 | 0.46489 | 0.46489 | 0.46489 | 0.46489 | 0.23245 | 0.23245 | 0.23245 | 0.23245 | 0.23245 | 0.23245 | 0.23245 | 0.23245 | 0.23245 | 0.46489 | 0.46489 | 0.46489 | 0.46489 | 0.46489 | 0.46489 | 0.46489 | 0.46489 | 0.46489 | 0.46489 | 0.46489 | 0.46489 | 0.46489 | 0.46489 | 0.46489 | 0.46489 | 0.46489 | 0.46489 | 0.46489 | 0.46489 | 0.46489 | 0.46489 | 0.46489 | 0.46489 | 0.46489 | 0.46489 | 0.46489 | 0.46489 | 0.46489 | 0.46489 | 0.23245 | 0.23245 | 0.23245 | 0.23245 | 0.23245 | 0.23245 | 0.23245 | 0.23245 | 0.23245 | 0.23245 | 0.46489 | 0.46489 | 0.46489 | 0.46489 | 0.46489 | 0.46489 | 0.46489 | 0.46489 | 0.46489 | 0.46489 | 0.46489 | 0.46489 | 0.46489 | 0.46489 | 0.46489 | 0.46489 | 0.46489 | 0.46489 | 0.46489 | 0.46489 | 0.46489 | 0.46489 | 0.46489 | 0.46489 | 0.46489 | 0.46489 | 0.46489 | 0.46489 | 0.46489 | 0.46489 | 0.23245 | 0.23245 | 0.23245 | 0.23245 | 0.23245 | 0.23245 | 0.23245 | 0.23245 | 0.23245 | 0.23245 |  | 1 | 2.7963
* | ESOLSTCN1B | Solar Thermal Centralized Generation Class 1 Cost Category B |  | ELCSOL | ELC | 2015 | 30 | 0.35761 | 31.536 | 0.3 | 0 | [8 empty] | 1.1229 |  | 5506.203 | 3314.203 | 3131.0114 | 2497.1954 | 3103.9171 | 3030.6218 | 2884.0314 | 2884.0314 | 2884.0314 | 2884.0314 | 2884.0314 | 76.8 | 64 | 58.805 | 58.805 | 58.805 | 58.805 | 58.805 | 58.805 | 58.805 | 58.805 | 58.805 | 0.1 | 47.2222 | 47.2222 | 47.2222 | 47.2222 | [12 empty] | 0.46489 | 0.46489 | 0.46489 | 0.46489 | 0.46489 | 0.46489 | 0.46489 | 0.46489 | 0.46489 | 0.46489 | 0.46489 | 0.46489 | 0.46489 | 0.46489 | 0.46489 | 0.46489 | 0.46489 | 0.46489 | 0.46489 | 0.46489 | 0.46489 | 0.46489 | 0.46489 | 0.46489 | 0.46489 | 0.46489 | 0.46489 | 0.46489 | 0.46489 | 0.46489 | 0.23245 | 0.23245 | 0.23245 | 0.23245 | 0.23245 | 0.23245 | 0.23245 | 0.23245 | 0.23245 | 0.46489 | 0.46489 | 0.46489 | 0.46489 | 0.46489 | 0.46489 | 0.46489 | 0.46489 | 0.46489 | 0.46489 | 0.46489 | 0.46489 | 0.46489 | 0.46489 | 0.46489 | 0.46489 | 0.46489 | 0.46489 | 0.46489 | 0.46489 | 0.46489 | 0.46489 | 0.46489 | 0.46489 | 0.46489 | 0.46489 | 0.46489 | 0.46489 | 0.46489 | 0.46489 | 0.23245 | 0.23245 | 0.23245 | 0.23245 | 0.23245 | 0.23245 | 0.23245 | 0.23245 | 0.23245 | 0.23245 | 0.46489 | 0.46489 | 0.46489 | 0.46489 | 0.46489 | 0.46489 | 0.46489 | 0.46489 | 0.46489 | 0.46489 | 0.46489 | 0.46489 | 0.46489 | 0.46489 | 0.46489 | 0.46489 | 0.46489 | 0.46489 | 0.46489 | 0.46489 | 0.46489 | 0.46489 | 0.46489 | 0.46489 | 0.46489 | 0.46489 | 0.46489 | 0.46489 | 0.46489 | 0.46489 | 0.23245 | 0.23245 | 0.23245 | 0.23245 | 0.23245 | 0.23245 | 0.23245 | 0.23245 | 0.23245 | 0.23245 |  | 1 | 2.7963
* | ESOLSTCN1C | Solar Thermal Centralized Generation Class 1 Cost Category C |  | ELCSOL | ELC | 2015 | 30 | 0.35761 | 31.536 | 0.3 | 0 | [8 empty] | 1.0546 |  | 5592.3152 | 3400.3152 | 3217.1235 | 2583.3076 | 3190.0293 | 3116.734 | 2970.1436 | 2970.1436 | 2970.1436 | 2970.1436 | 2970.1436 | 76.8 | 64 | 58.805 | 58.805 | 58.805 | 58.805 | 58.805 | 58.805 | 58.805 | 58.805 | 58.805 | 0.1 | 47.2222 | 47.2222 | 47.2222 | 47.2222 | [12 empty] | 0.46489 | 0.46489 | 0.46489 | 0.46489 | 0.46489 | 0.46489 | 0.46489 | 0.46489 | 0.46489 | 0.46489 | 0.46489 | 0.46489 | 0.46489 | 0.46489 | 0.46489 | 0.46489 | 0.46489 | 0.46489 | 0.46489 | 0.46489 | 0.46489 | 0.46489 | 0.46489 | 0.46489 | 0.46489 | 0.46489 | 0.46489 | 0.46489 | 0.46489 | 0.46489 | 0.23245 | 0.23245 | 0.23245 | 0.23245 | 0.23245 | 0.23245 | 0.23245 | 0.23245 | 0.23245 | 0.46489 | 0.46489 | 0.46489 | 0.46489 | 0.46489 | 0.46489 | 0.46489 | 0.46489 | 0.46489 | 0.46489 | 0.46489 | 0.46489 | 0.46489 | 0.46489 | 0.46489 | 0.46489 | 0.46489 | 0.46489 | 0.46489 | 0.46489 | 0.46489 | 0.46489 | 0.46489 | 0.46489 | 0.46489 | 0.46489 | 0.46489 | 0.46489 | 0.46489 | 0.46489 | 0.23245 | 0.23245 | 0.23245 | 0.23245 | 0.23245 | 0.23245 | 0.23245 | 0.23245 | 0.23245 | 0.23245 | 0.46489 | 0.46489 | 0.46489 | 0.46489 | 0.46489 | 0.46489 | 0.46489 | 0.46489 | 0.46489 | 0.46489 | 0.46489 | 0.46489 | 0.46489 | 0.46489 | 0.46489 | 0.46489 | 0.46489 | 0.46489 | 0.46489 | 0.46489 | 0.46489 | 0.46489 | 0.46489 | 0.46489 | 0.46489 | 0.46489 | 0.46489 | 0.46489 | 0.46489 | 0.46489 | 0.23245 | 0.23245 | 0.23245 | 0.23245 | 0.23245 | 0.23245 | 0.23245 | 0.23245 | 0.23245 | 0.23245 |  | 1 | 2.7963
* | ESOLSTCN1D | Solar Thermal Centralized Generation Class 1 Cost Category D |  | ELCSOL | ELC | 2015 | 30 | 0.35761 | 31.536 | 0.3 | 0 | [8 empty] | 1.4288 |  | 5662.4909 | 3470.4909 | 3287.2992 | 2653.4833 | 3260.2049 | 3186.9097 | 3040.3192 | 3040.3192 | 3040.3192 | 3040.3192 | 3040.3192 | 76.8 | 64 | 58.805 | 58.805 | 58.805 | 58.805 | 58.805 | 58.805 | 58.805 | 58.805 | 58.805 | 0.1 | 47.2222 | 47.2222 | 47.2222 | 47.2222 | [12 empty] | 0.46489 | 0.46489 | 0.46489 | 0.46489 | 0.46489 | 0.46489 | 0.46489 | 0.46489 | 0.46489 | 0.46489 | 0.46489 | 0.46489 | 0.46489 | 0.46489 | 0.46489 | 0.46489 | 0.46489 | 0.46489 | 0.46489 | 0.46489 | 0.46489 | 0.46489 | 0.46489 | 0.46489 | 0.46489 | 0.46489 | 0.46489 | 0.46489 | 0.46489 | 0.46489 | 0.23245 | 0.23245 | 0.23245 | 0.23245 | 0.23245 | 0.23245 | 0.23245 | 0.23245 | 0.23245 | 0.46489 | 0.46489 | 0.46489 | 0.46489 | 0.46489 | 0.46489 | 0.46489 | 0.46489 | 0.46489 | 0.46489 | 0.46489 | 0.46489 | 0.46489 | 0.46489 | 0.46489 | 0.46489 | 0.46489 | 0.46489 | 0.46489 | 0.46489 | 0.46489 | 0.46489 | 0.46489 | 0.46489 | 0.46489 | 0.46489 | 0.46489 | 0.46489 | 0.46489 | 0.46489 | 0.23245 | 0.23245 | 0.23245 | 0.23245 | 0.23245 | 0.23245 | 0.23245 | 0.23245 | 0.23245 | 0.23245 | 0.46489 | 0.46489 | 0.46489 | 0.46489 | 0.46489 | 0.46489 | 0.46489 | 0.46489 | 0.46489 | 0.46489 | 0.46489 | 0.46489 | 0.46489 | 0.46489 | 0.46489 | 0.46489 | 0.46489 | 0.46489 | 0.46489 | 0.46489 | 0.46489 | 0.46489 | 0.46489 | 0.46489 | 0.46489 | 0.46489 | 0.46489 | 0.46489 | 0.46489 | 0.46489 | 0.23245 | 0.23245 | 0.23245 | 0.23245 | 0.23245 | 0.23245 | 0.23245 | 0.23245 | 0.23245 | 0.23245 |  | 1 | 2.7963
* | ESOLSTCN1E | Solar Thermal Centralized Generation Class 1 Cost Category E |  | ELCSOL | ELC | 2015 | 30 | 0.35761 | 31.536 | 0.3 | 0 | [8 empty] | 0.35211 |  | 5802.2448 | 3610.2448 | 3427.0531 | 2793.2372 | 3399.9589 | 3326.6636 | 3180.0732 | 3180.0732 | 3180.0732 | 3180.0732 | 3180.0732 | 76.8 | 64 | 58.805 | 58.805 | 58.805 | 58.805 | 58.805 | 58.805 | 58.805 | 58.805 | 58.805 | 0.1 | 47.2222 | 47.2222 | 47.2222 | 47.2222 | [12 empty] | 0.46489 | 0.46489 | 0.46489 | 0.46489 | 0.46489 | 0.46489 | 0.46489 | 0.46489 | 0.46489 | 0.46489 | 0.46489 | 0.46489 | 0.46489 | 0.46489 | 0.46489 | 0.46489 | 0.46489 | 0.46489 | 0.46489 | 0.46489 | 0.46489 | 0.46489 | 0.46489 | 0.46489 | 0.46489 | 0.46489 | 0.46489 | 0.46489 | 0.46489 | 0.46489 | 0.23245 | 0.23245 | 0.23245 | 0.23245 | 0.23245 | 0.23245 | 0.23245 | 0.23245 | 0.23245 | 0.46489 | 0.46489 | 0.46489 | 0.46489 | 0.46489 | 0.46489 | 0.46489 | 0.46489 | 0.46489 | 0.46489 | 0.46489 | 0.46489 | 0.46489 | 0.46489 | 0.46489 | 0.46489 | 0.46489 | 0.46489 | 0.46489 | 0.46489 | 0.46489 | 0.46489 | 0.46489 | 0.46489 | 0.46489 | 0.46489 | 0.46489 | 0.46489 | 0.46489 | 0.46489 | 0.23245 | 0.23245 | 0.23245 | 0.23245 | 0.23245 | 0.23245 | 0.23245 | 0.23245 | 0.23245 | 0.23245 | 0.46489 | 0.46489 | 0.46489 | 0.46489 | 0.46489 | 0.46489 | 0.46489 | 0.46489 | 0.46489 | 0.46489 | 0.46489 | 0.46489 | 0.46489 | 0.46489 | 0.46489 | 0.46489 | 0.46489 | 0.46489 | 0.46489 | 0.46489 | 0.46489 | 0.46489 | 0.46489 | 0.46489 | 0.46489 | 0.46489 | 0.46489 | 0.46489 | 0.46489 | 0.46489 | 0.23245 | 0.23245 | 0.23245 | 0.23245 | 0.23245 | 0.23245 | 0.23245 | 0.23245 | 0.23245 | 0.23245 |  | 1 | 2.7963
* | ESOLSTCN2A | Solar Thermal Centralized Generation Class 2 Cost Category A |  | ELCSOL | ELC | 2015 | 30 | 0.35761 | 31.536 | 0.3 | 0 | [8 empty] | 4.8853 |  | 5670.4984 | 3478.4984 | 3295.3067 | 2661.4908 | 3268.2124 | 3194.9172 | 3048.3267 | 3048.3267 | 3048.3267 | 3048.3267 | 3048.3267 | 76.8 | 64 | 58.805 | 58.805 | 58.805 | 58.805 | 58.805 | 58.805 | 58.805 | 58.805 | 58.805 | 0.1 | 47.2222 | 47.2222 | 47.2222 | 47.2222 | [12 empty] | 0.59353 | 0.59353 | 0.59353 | 0.59353 | 0.59353 | 0.59353 | 0.59353 | 0.59353 | 0.59353 | 0.59353 | 0.59353 | 0.59353 | 0.59353 | 0.59353 | 0.59353 | 0.59353 | 0.59353 | 0.59353 | 0.59353 | 0.59353 | 0.59353 | 0.59353 | 0.59353 | 0.59353 | 0.59353 | 0.59353 | 0.59353 | 0.59353 | 0.59353 | 0.59353 | 0.29677 | 0.29677 | 0.29677 | 0.29677 | 0.29677 | 0.29677 | 0.29677 | 0.29677 | 0.29677 | 0.59353 | 0.59353 | 0.59353 | 0.59353 | 0.59353 | 0.59353 | 0.59353 | 0.59353 | 0.59353 | 0.59353 | 0.59353 | 0.59353 | 0.59353 | 0.59353 | 0.59353 | 0.59353 | 0.59353 | 0.59353 | 0.59353 | 0.59353 | 0.59353 | 0.59353 | 0.59353 | 0.59353 | 0.59353 | 0.59353 | 0.59353 | 0.59353 | 0.59353 | 0.59353 | 0.29677 | 0.29677 | 0.29677 | 0.29677 | 0.29677 | 0.29677 | 0.29677 | 0.29677 | 0.29677 | 0.29677 | 0.59353 | 0.59353 | 0.59353 | 0.59353 | 0.59353 | 0.59353 | 0.59353 | 0.59353 | 0.59353 | 0.59353 | 0.59353 | 0.59353 | 0.59353 | 0.59353 | 0.59353 | 0.59353 | 0.59353 | 0.59353 | 0.59353 | 0.59353 | 0.59353 | 0.59353 | 0.59353 | 0.59353 | 0.59353 | 0.59353 | 0.59353 | 0.59353 | 0.59353 | 0.59353 | 0.29677 | 0.29677 | 0.29677 | 0.29677 | 0.29677 | 0.29677 | 0.29677 | 0.29677 | 0.29677 | 0.29677 |  | 1 | 2.7963
* | ESOLSTCN2B | Solar Thermal Centralized Generation Class 2 Cost Category B |  | ELCSOL | ELC | 2015 | 30 | 0.35761 | 31.536 | 0.3 | 0 | [8 empty] | 10.4611 |  | 5822.5788 | 3630.5788 | 3447.3871 | 2813.5712 | 3420.2929 | 3346.9976 | 3200.4072 | 3200.4072 | 3200.4072 | 3200.4072 | 3200.4072 | 76.8 | 64 | 58.805 | 58.805 | 58.805 | 58.805 | 58.805 | 58.805 | 58.805 | 58.805 | 58.805 | 0.1 | 47.2222 | 47.2222 | 47.2222 | 47.2222 | [12 empty] | 0.59353 | 0.59353 | 0.59353 | 0.59353 | 0.59353 | 0.59353 | 0.59353 | 0.59353 | 0.59353 | 0.59353 | 0.59353 | 0.59353 | 0.59353 | 0.59353 | 0.59353 | 0.59353 | 0.59353 | 0.59353 | 0.59353 | 0.59353 | 0.59353 | 0.59353 | 0.59353 | 0.59353 | 0.59353 | 0.59353 | 0.59353 | 0.59353 | 0.59353 | 0.59353 | 0.29677 | 0.29677 | 0.29677 | 0.29677 | 0.29677 | 0.29677 | 0.29677 | 0.29677 | 0.29677 | 0.59353 | 0.59353 | 0.59353 | 0.59353 | 0.59353 | 0.59353 | 0.59353 | 0.59353 | 0.59353 | 0.59353 | 0.59353 | 0.59353 | 0.59353 | 0.59353 | 0.59353 | 0.59353 | 0.59353 | 0.59353 | 0.59353 | 0.59353 | 0.59353 | 0.59353 | 0.59353 | 0.59353 | 0.59353 | 0.59353 | 0.59353 | 0.59353 | 0.59353 | 0.59353 | 0.29677 | 0.29677 | 0.29677 | 0.29677 | 0.29677 | 0.29677 | 0.29677 | 0.29677 | 0.29677 | 0.29677 | 0.59353 | 0.59353 | 0.59353 | 0.59353 | 0.59353 | 0.59353 | 0.59353 | 0.59353 | 0.59353 | 0.59353 | 0.59353 | 0.59353 | 0.59353 | 0.59353 | 0.59353 | 0.59353 | 0.59353 | 0.59353 | 0.59353 | 0.59353 | 0.59353 | 0.59353 | 0.59353 | 0.59353 | 0.59353 | 0.59353 | 0.59353 | 0.59353 | 0.59353 | 0.59353 | 0.29677 | 0.29677 | 0.29677 | 0.29677 | 0.29677 | 0.29677 | 0.29677 | 0.29677 | 0.29677 | 0.29677 |  | 1 | 2.7963
* | ESOLSTCN2C | Solar Thermal Centralized Generation Class 2 Cost Category C |  | ELCSOL | ELC | 2015 | 30 | 0.35761 | 31.536 | 0.3 | 0 | [8 empty] | 6.201 |  | 5910.0138 | 3718.0138 | 3534.8221 | 2901.0062 | 3507.7278 | 3434.4326 | 3287.8421 | 3287.8421 | 3287.8421 | 3287.8421 | 3287.8421 | 76.8 | 64 | 58.805 | 58.805 | 58.805 | 58.805 | 58.805 | 58.805 | 58.805 | 58.805 | 58.805 | 0.1 | 47.2222 | 47.2222 | 47.2222 | 47.2222 | [12 empty] | 0.59353 | 0.59353 | 0.59353 | 0.59353 | 0.59353 | 0.59353 | 0.59353 | 0.59353 | 0.59353 | 0.59353 | 0.59353 | 0.59353 | 0.59353 | 0.59353 | 0.59353 | 0.59353 | 0.59353 | 0.59353 | 0.59353 | 0.59353 | 0.59353 | 0.59353 | 0.59353 | 0.59353 | 0.59353 | 0.59353 | 0.59353 | 0.59353 | 0.59353 | 0.59353 | 0.29677 | 0.29677 | 0.29677 | 0.29677 | 0.29677 | 0.29677 | 0.29677 | 0.29677 | 0.29677 | 0.59353 | 0.59353 | 0.59353 | 0.59353 | 0.59353 | 0.59353 | 0.59353 | 0.59353 | 0.59353 | 0.59353 | 0.59353 | 0.59353 | 0.59353 | 0.59353 | 0.59353 | 0.59353 | 0.59353 | 0.59353 | 0.59353 | 0.59353 | 0.59353 | 0.59353 | 0.59353 | 0.59353 | 0.59353 | 0.59353 | 0.59353 | 0.59353 | 0.59353 | 0.59353 | 0.29677 | 0.29677 | 0.29677 | 0.29677 | 0.29677 | 0.29677 | 0.29677 | 0.29677 | 0.29677 | 0.29677 | 0.59353 | 0.59353 | 0.59353 | 0.59353 | 0.59353 | 0.59353 | 0.59353 | 0.59353 | 0.59353 | 0.59353 | 0.59353 | 0.59353 | 0.59353 | 0.59353 | 0.59353 | 0.59353 | 0.59353 | 0.59353 | 0.59353 | 0.59353 | 0.59353 | 0.59353 | 0.59353 | 0.59353 | 0.59353 | 0.59353 | 0.59353 | 0.59353 | 0.59353 | 0.59353 | 0.29677 | 0.29677 | 0.29677 | 0.29677 | 0.29677 | 0.29677 | 0.29677 | 0.29677 | 0.29677 | 0.29677 |  | 1 | 2.7963
* | ESOLSTCN2D | Solar Thermal Centralized Generation Class 2 Cost Category D |  | ELCSOL | ELC | 2015 | 30 | 0.35761 | 31.536 | 0.3 | 0 | [8 empty] | 8.19 |  | 6025.0928 | 3833.0928 | 3649.9012 | 3016.0852 | 3622.8069 | 3549.5117 | 3402.9212 | 3402.9212 | 3402.9212 | 3402.9212 | 3402.9212 | 76.8 | 64 | 58.805 | 58.805 | 58.805 | 58.805 | 58.805 | 58.805 | 58.805 | 58.805 | 58.805 | 0.1 | 47.2222 | 47.2222 | 47.2222 | 47.2222 | [12 empty] | 0.59353 | 0.59353 | 0.59353 | 0.59353 | 0.59353 | 0.59353 | 0.59353 | 0.59353 | 0.59353 | 0.59353 | 0.59353 | 0.59353 | 0.59353 | 0.59353 | 0.59353 | 0.59353 | 0.59353 | 0.59353 | 0.59353 | 0.59353 | 0.59353 | 0.59353 | 0.59353 | 0.59353 | 0.59353 | 0.59353 | 0.59353 | 0.59353 | 0.59353 | 0.59353 | 0.29677 | 0.29677 | 0.29677 | 0.29677 | 0.29677 | 0.29677 | 0.29677 | 0.29677 | 0.29677 | 0.59353 | 0.59353 | 0.59353 | 0.59353 | 0.59353 | 0.59353 | 0.59353 | 0.59353 | 0.59353 | 0.59353 | 0.59353 | 0.59353 | 0.59353 | 0.59353 | 0.59353 | 0.59353 | 0.59353 | 0.59353 | 0.59353 | 0.59353 | 0.59353 | 0.59353 | 0.59353 | 0.59353 | 0.59353 | 0.59353 | 0.59353 | 0.59353 | 0.59353 | 0.59353 | 0.29677 | 0.29677 | 0.29677 | 0.29677 | 0.29677 | 0.29677 | 0.29677 | 0.29677 | 0.29677 | 0.29677 | 0.59353 | 0.59353 | 0.59353 | 0.59353 | 0.59353 | 0.59353 | 0.59353 | 0.59353 | 0.59353 | 0.59353 | 0.59353 | 0.59353 | 0.59353 | 0.59353 | 0.59353 | 0.59353 | 0.59353 | 0.59353 | 0.59353 | 0.59353 | 0.59353 | 0.59353 | 0.59353 | 0.59353 | 0.59353 | 0.59353 | 0.59353 | 0.59353 | 0.59353 | 0.59353 | 0.29677 | 0.29677 | 0.29677 | 0.29677 | 0.29677 | 0.29677 | 0.29677 | 0.29677 | 0.29677 | 0.29677 |  | 1 | 2.7963
* | ESOLSTCN2E | Solar Thermal Centralized Generation Class 2 Cost Category E |  | ELCSOL | ELC | 2015 | 30 | 0.35761 | 31.536 | 0.3 | 0 | [8 empty] | 8.2249 |  | 6154.557 | 3962.557 | 3779.3654 | 3145.5494 | 3752.2711 | 3678.9759 | 3532.3854 | 3532.3854 | 3532.3854 | 3532.3854 | 3532.3854 | 76.8 | 64 | 58.805 | 58.805 | 58.805 | 58.805 | 58.805 | 58.805 | 58.805 | 58.805 | 58.805 | 0.1 | 47.2222 | 47.2222 | 47.2222 | 47.2222 | [12 empty] | 0.59353 | 0.59353 | 0.59353 | 0.59353 | 0.59353 | 0.59353 | 0.59353 | 0.59353 | 0.59353 | 0.59353 | 0.59353 | 0.59353 | 0.59353 | 0.59353 | 0.59353 | 0.59353 | 0.59353 | 0.59353 | 0.59353 | 0.59353 | 0.59353 | 0.59353 | 0.59353 | 0.59353 | 0.59353 | 0.59353 | 0.59353 | 0.59353 | 0.59353 | 0.59353 | 0.29677 | 0.29677 | 0.29677 | 0.29677 | 0.29677 | 0.29677 | 0.29677 | 0.29677 | 0.29677 | 0.59353 | 0.59353 | 0.59353 | 0.59353 | 0.59353 | 0.59353 | 0.59353 | 0.59353 | 0.59353 | 0.59353 | 0.59353 | 0.59353 | 0.59353 | 0.59353 | 0.59353 | 0.59353 | 0.59353 | 0.59353 | 0.59353 | 0.59353 | 0.59353 | 0.59353 | 0.59353 | 0.59353 | 0.59353 | 0.59353 | 0.59353 | 0.59353 | 0.59353 | 0.59353 | 0.29677 | 0.29677 | 0.29677 | 0.29677 | 0.29677 | 0.29677 | 0.29677 | 0.29677 | 0.29677 | 0.29677 | 0.59353 | 0.59353 | 0.59353 | 0.59353 | 0.59353 | 0.59353 | 0.59353 | 0.59353 | 0.59353 | 0.59353 | 0.59353 | 0.59353 | 0.59353 | 0.59353 | 0.59353 | 0.59353 | 0.59353 | 0.59353 | 0.59353 | 0.59353 | 0.59353 | 0.59353 | 0.59353 | 0.59353 | 0.59353 | 0.59353 | 0.59353 | 0.59353 | 0.59353 | 0.59353 | 0.29677 | 0.29677 | 0.29677 | 0.29677 | 0.29677 | 0.29677 | 0.29677 | 0.29677 | 0.29677 | 0.29677 |  | 1 | 2.7963
* | ESOLSTCN3A | Solar Thermal Centralized Generation Class 3 Cost Category A |  | ELCSOL | ELC | 2015 | 30 | 0.35761 | 31.536 | 0.3 | 0 | [8 empty] | 0.015876 |  | 5416.6223 | 3224.6223 | 3041.4307 | 2407.6147 | 3014.3364 | 2941.0412 | 2794.4507 | 2794.4507 | 2794.4507 | 2794.4507 | 2794.4507 | 76.8 | 64 | 58.805 | 58.805 | 58.805 | 58.805 | 58.805 | 58.805 | 58.805 | 58.805 | 58.805 | 0.1 | 47.2222 | 47.2222 | 47.2222 | 47.2222 | [12 empty] | 0.65215 | 0.65215 | 0.65215 | 0.65215 | 0.65215 | 0.65215 | 0.65215 | 0.65215 | 0.65215 | 0.65215 | 0.65215 | 0.65215 | 0.65215 | 0.65215 | 0.65215 | 0.65215 | 0.65215 | 0.65215 | 0.65215 | 0.65215 | 0.65215 | 0.65215 | 0.65215 | 0.65215 | 0.65215 | 0.65215 | 0.65215 | 0.65215 | 0.65215 | 0.65215 | 0.32607 | 0.32607 | 0.32607 | 0.32607 | 0.32607 | 0.32607 | 0.32607 | 0.32607 | 0.32607 | 0.65215 | 0.65215 | 0.65215 | 0.65215 | 0.65215 | 0.65215 | 0.65215 | 0.65215 | 0.65215 | 0.65215 | 0.65215 | 0.65215 | 0.65215 | 0.65215 | 0.65215 | 0.65215 | 0.65215 | 0.65215 | 0.65215 | 0.65215 | 0.65215 | 0.65215 | 0.65215 | 0.65215 | 0.65215 | 0.65215 | 0.65215 | 0.65215 | 0.65215 | 0.65215 | 0.32607 | 0.32607 | 0.32607 | 0.32607 | 0.32607 | 0.32607 | 0.32607 | 0.32607 | 0.32607 | 0.32607 | 0.65215 | 0.65215 | 0.65215 | 0.65215 | 0.65215 | 0.65215 | 0.65215 | 0.65215 | 0.65215 | 0.65215 | 0.65215 | 0.65215 | 0.65215 | 0.65215 | 0.65215 | 0.65215 | 0.65215 | 0.65215 | 0.65215 | 0.65215 | 0.65215 | 0.65215 | 0.65215 | 0.65215 | 0.65215 | 0.65215 | 0.65215 | 0.65215 | 0.65215 | 0.65215 | 0.32607 | 0.32607 | 0.32607 | 0.32607 | 0.32607 | 0.32607 | 0.32607 | 0.32607 | 0.32607 | 0.32607 |  | 1 | 2.7963
* | ESOLSTCN3B | Solar Thermal Centralized Generation Class 3 Cost Category B |  | ELCSOL | ELC | 2015 | 30 | 0.35761 | 31.536 | 0.3 | 0 | [8 empty] | 0.0093555 |  | 5566.8374 | 3374.8374 | 3191.6458 | 2557.8298 | 3164.5515 | 3091.2562 | 2944.6658 | 2944.6658 | 2944.6658 | 2944.6658 | 2944.6658 | 76.8 | 64 | 58.805 | 58.805 | 58.805 | 58.805 | 58.805 | 58.805 | 58.805 | 58.805 | 58.805 | 0.1 | 47.2222 | 47.2222 | 47.2222 | 47.2222 | [12 empty] | 0.65215 | 0.65215 | 0.65215 | 0.65215 | 0.65215 | 0.65215 | 0.65215 | 0.65215 | 0.65215 | 0.65215 | 0.65215 | 0.65215 | 0.65215 | 0.65215 | 0.65215 | 0.65215 | 0.65215 | 0.65215 | 0.65215 | 0.65215 | 0.65215 | 0.65215 | 0.65215 | 0.65215 | 0.65215 | 0.65215 | 0.65215 | 0.65215 | 0.65215 | 0.65215 | 0.32607 | 0.32607 | 0.32607 | 0.32607 | 0.32607 | 0.32607 | 0.32607 | 0.32607 | 0.32607 | 0.65215 | 0.65215 | 0.65215 | 0.65215 | 0.65215 | 0.65215 | 0.65215 | 0.65215 | 0.65215 | 0.65215 | 0.65215 | 0.65215 | 0.65215 | 0.65215 | 0.65215 | 0.65215 | 0.65215 | 0.65215 | 0.65215 | 0.65215 | 0.65215 | 0.65215 | 0.65215 | 0.65215 | 0.65215 | 0.65215 | 0.65215 | 0.65215 | 0.65215 | 0.65215 | 0.32607 | 0.32607 | 0.32607 | 0.32607 | 0.32607 | 0.32607 | 0.32607 | 0.32607 | 0.32607 | 0.32607 | 0.65215 | 0.65215 | 0.65215 | 0.65215 | 0.65215 | 0.65215 | 0.65215 | 0.65215 | 0.65215 | 0.65215 | 0.65215 | 0.65215 | 0.65215 | 0.65215 | 0.65215 | 0.65215 | 0.65215 | 0.65215 | 0.65215 | 0.65215 | 0.65215 | 0.65215 | 0.65215 | 0.65215 | 0.65215 | 0.65215 | 0.65215 | 0.65215 | 0.65215 | 0.65215 | 0.32607 | 0.32607 | 0.32607 | 0.32607 | 0.32607 | 0.32607 | 0.32607 | 0.32607 | 0.32607 | 0.32607 |  | 1 | 2.7963
* | ESOLSTCN3C | Solar Thermal Centralized Generation Class 3 Cost Category C |  | ELCSOL | ELC | 2015 | 30 | 0.35761 | 31.536 | 0.3 | 0 | [8 empty] | 0.021546 |  | 5718.8303 | 3526.8303 | 3343.6386 | 2709.8227 | 3316.5443 | 3243.2491 | 3096.6586 | 3096.6586 | 3096.6586 | 3096.6586 | 3096.6586 | 76.8 | 64 | 58.805 | 58.805 | 58.805 | 58.805 | 58.805 | 58.805 | 58.805 | 58.805 | 58.805 | 0.1 | 47.2222 | 47.2222 | 47.2222 | 47.2222 | [12 empty] | 0.65215 | 0.65215 | 0.65215 | 0.65215 | 0.65215 | 0.65215 | 0.65215 | 0.65215 | 0.65215 | 0.65215 | 0.65215 | 0.65215 | 0.65215 | 0.65215 | 0.65215 | 0.65215 | 0.65215 | 0.65215 | 0.65215 | 0.65215 | 0.65215 | 0.65215 | 0.65215 | 0.65215 | 0.65215 | 0.65215 | 0.65215 | 0.65215 | 0.65215 | 0.65215 | 0.32607 | 0.32607 | 0.32607 | 0.32607 | 0.32607 | 0.32607 | 0.32607 | 0.32607 | 0.32607 | 0.65215 | 0.65215 | 0.65215 | 0.65215 | 0.65215 | 0.65215 | 0.65215 | 0.65215 | 0.65215 | 0.65215 | 0.65215 | 0.65215 | 0.65215 | 0.65215 | 0.65215 | 0.65215 | 0.65215 | 0.65215 | 0.65215 | 0.65215 | 0.65215 | 0.65215 | 0.65215 | 0.65215 | 0.65215 | 0.65215 | 0.65215 | 0.65215 | 0.65215 | 0.65215 | 0.32607 | 0.32607 | 0.32607 | 0.32607 | 0.32607 | 0.32607 | 0.32607 | 0.32607 | 0.32607 | 0.32607 | 0.65215 | 0.65215 | 0.65215 | 0.65215 | 0.65215 | 0.65215 | 0.65215 | 0.65215 | 0.65215 | 0.65215 | 0.65215 | 0.65215 | 0.65215 | 0.65215 | 0.65215 | 0.65215 | 0.65215 | 0.65215 | 0.65215 | 0.65215 | 0.65215 | 0.65215 | 0.65215 | 0.65215 | 0.65215 | 0.65215 | 0.65215 | 0.65215 | 0.65215 | 0.65215 | 0.32607 | 0.32607 | 0.32607 | 0.32607 | 0.32607 | 0.32607 | 0.32607 | 0.32607 | 0.32607 | 0.32607 |  | 1 | 2.7963
* | ESOLSTCN3D | Solar Thermal Centralized Generation Class 3 Cost Category D |  | ELCSOL | ELC | 2015 | 30 | 0.35761 | 31.536 | 0.3 | 0 | [8 empty] | 0.006237 |  | 5919.6253 | 3727.6253 | 3544.4336 | 2910.6177 | 3517.3393 | 3444.0441 | 3297.4536 | 3297.4536 | 3297.4536 | 3297.4536 | 3297.4536 | 76.8 | 64 | 58.805 | 58.805 | 58.805 | 58.805 | 58.805 | 58.805 | 58.805 | 58.805 | 58.805 | 0.1 | 47.2222 | 47.2222 | 47.2222 | 47.2222 | [12 empty] | 0.65215 | 0.65215 | 0.65215 | 0.65215 | 0.65215 | 0.65215 | 0.65215 | 0.65215 | 0.65215 | 0.65215 | 0.65215 | 0.65215 | 0.65215 | 0.65215 | 0.65215 | 0.65215 | 0.65215 | 0.65215 | 0.65215 | 0.65215 | 0.65215 | 0.65215 | 0.65215 | 0.65215 | 0.65215 | 0.65215 | 0.65215 | 0.65215 | 0.65215 | 0.65215 | 0.32607 | 0.32607 | 0.32607 | 0.32607 | 0.32607 | 0.32607 | 0.32607 | 0.32607 | 0.32607 | 0.65215 | 0.65215 | 0.65215 | 0.65215 | 0.65215 | 0.65215 | 0.65215 | 0.65215 | 0.65215 | 0.65215 | 0.65215 | 0.65215 | 0.65215 | 0.65215 | 0.65215 | 0.65215 | 0.65215 | 0.65215 | 0.65215 | 0.65215 | 0.65215 | 0.65215 | 0.65215 | 0.65215 | 0.65215 | 0.65215 | 0.65215 | 0.65215 | 0.65215 | 0.65215 | 0.32607 | 0.32607 | 0.32607 | 0.32607 | 0.32607 | 0.32607 | 0.32607 | 0.32607 | 0.32607 | 0.32607 | 0.65215 | 0.65215 | 0.65215 | 0.65215 | 0.65215 | 0.65215 | 0.65215 | 0.65215 | 0.65215 | 0.65215 | 0.65215 | 0.65215 | 0.65215 | 0.65215 | 0.65215 | 0.65215 | 0.65215 | 0.65215 | 0.65215 | 0.65215 | 0.65215 | 0.65215 | 0.65215 | 0.65215 | 0.65215 | 0.65215 | 0.65215 | 0.65215 | 0.65215 | 0.65215 | 0.32607 | 0.32607 | 0.32607 | 0.32607 | 0.32607 | 0.32607 | 0.32607 | 0.32607 | 0.32607 | 0.32607 |  | 1 | 2.7963
* | ESOLSTCN3E | Solar Thermal Centralized Generation Class 3 Cost Category E |  | ELCSOL | ELC | 2015 | 30 | 0.35761 | 31.536 | 0.3 | 0 | [8 empty] | 0 |  | 6023.9385 | 3831.9385 | 3648.7469 | 3014.9309 | 3621.6526 | 3548.3574 | 3401.7669 | 3401.7669 | 3401.7669 | 3401.7669 | 3401.7669 | 76.8 | 64 | 58.805 | 58.805 | 58.805 | 58.805 | 58.805 | 58.805 | 58.805 | 58.805 | 58.805 | 0.1 | 47.2222 | 47.2222 | 47.2222 | 47.2222 | [12 empty] | 0.65215 | 0.65215 | 0.65215 | 0.65215 | 0.65215 | 0.65215 | 0.65215 | 0.65215 | 0.65215 | 0.65215 | 0.65215 | 0.65215 | 0.65215 | 0.65215 | 0.65215 | 0.65215 | 0.65215 | 0.65215 | 0.65215 | 0.65215 | 0.65215 | 0.65215 | 0.65215 | 0.65215 | 0.65215 | 0.65215 | 0.65215 | 0.65215 | 0.65215 | 0.65215 | 0.32607 | 0.32607 | 0.32607 | 0.32607 | 0.32607 | 0.32607 | 0.32607 | 0.32607 | 0.32607 | 0.65215 | 0.65215 | 0.65215 | 0.65215 | 0.65215 | 0.65215 | 0.65215 | 0.65215 | 0.65215 | 0.65215 | 0.65215 | 0.65215 | 0.65215 | 0.65215 | 0.65215 | 0.65215 | 0.65215 | 0.65215 | 0.65215 | 0.65215 | 0.65215 | 0.65215 | 0.65215 | 0.65215 | 0.65215 | 0.65215 | 0.65215 | 0.65215 | 0.65215 | 0.65215 | 0.32607 | 0.32607 | 0.32607 | 0.32607 | 0.32607 | 0.32607 | 0.32607 | 0.32607 | 0.32607 | 0.32607 | 0.65215 | 0.65215 | 0.65215 | 0.65215 | 0.65215 | 0.65215 | 0.65215 | 0.65215 | 0.65215 | 0.65215 | 0.65215 | 0.65215 | 0.65215 | 0.65215 | 0.65215 | 0.65215 | 0.65215 | 0.65215 | 0.65215 | 0.65215 | 0.65215 | 0.65215 | 0.65215 | 0.65215 | 0.65215 | 0.65215 | 0.65215 | 0.65215 | 0.65215 | 0.65215 | 0.32607 | 0.32607 | 0.32607 | 0.32607 | 0.32607 | 0.32607 | 0.32607 | 0.32607 | 0.32607 | 0.32607 |  | 1 | 2.7963
* | ESOLSTCN4A | Solar Thermal Centralized Generation Class 4 Cost Category A |  | ELCSOL | ELC | 2015 | 30 | 0.35761 | 31.536 | 0.3 | 0 | [8 empty] | 0.083349 |  | 5396.8863 | 3204.8863 | 3021.6946 | 2387.8787 | 2994.6003 | 2921.3051 | 2774.7146 | 2774.7146 | 2774.7146 | 2774.7146 | 2774.7146 | 76.8 | 64 | 58.805 | 58.805 | 58.805 | 58.805 | 58.805 | 58.805 | 58.805 | 58.805 | 58.805 | 0.1 | 47.2222 | 47.2222 | 47.2222 | 47.2222 | [12 empty] | 0.68165 | 0.68165 | 0.68165 | 0.68165 | 0.68165 | 0.68165 | 0.68165 | 0.68165 | 0.68165 | 0.68165 | 0.68165 | 0.68165 | 0.68165 | 0.68165 | 0.68165 | 0.68165 | 0.68165 | 0.68165 | 0.68165 | 0.68165 | 0.68165 | 0.68165 | 0.68165 | 0.68165 | 0.68165 | 0.68165 | 0.68165 | 0.68165 | 0.68165 | 0.68165 | 0.34082 | 0.34082 | 0.34082 | 0.34082 | 0.34082 | 0.34082 | 0.34082 | 0.34082 | 0.34082 | 0.68165 | 0.68165 | 0.68165 | 0.68165 | 0.68165 | 0.68165 | 0.68165 | 0.68165 | 0.68165 | 0.68165 | 0.68165 | 0.68165 | 0.68165 | 0.68165 | 0.68165 | 0.68165 | 0.68165 | 0.68165 | 0.68165 | 0.68165 | 0.68165 | 0.68165 | 0.68165 | 0.68165 | 0.68165 | 0.68165 | 0.68165 | 0.68165 | 0.68165 | 0.68165 | 0.34082 | 0.34082 | 0.34082 | 0.34082 | 0.34082 | 0.34082 | 0.34082 | 0.34082 | 0.34082 | 0.34082 | 0.68165 | 0.68165 | 0.68165 | 0.68165 | 0.68165 | 0.68165 | 0.68165 | 0.68165 | 0.68165 | 0.68165 | 0.68165 | 0.68165 | 0.68165 | 0.68165 | 0.68165 | 0.68165 | 0.68165 | 0.68165 | 0.68165 | 0.68165 | 0.68165 | 0.68165 | 0.68165 | 0.68165 | 0.68165 | 0.68165 | 0.68165 | 0.68165 | 0.68165 | 0.68165 | 0.34082 | 0.34082 | 0.34082 | 0.34082 | 0.34082 | 0.34082 | 0.34082 | 0.34082 | 0.34082 | 0.34082 |  | 1 | 2.7963
* | ESOLSTCN4B | Solar Thermal Centralized Generation Class 4 Cost Category B |  | ELCSOL | ELC | 2015 | 30 | 0.35761 | 31.536 | 0.3 | 0 | [8 empty] | 0.14742 |  | 5533.1859 | 3341.1859 | 3157.9942 | 2524.1783 | 3130.8999 | 3057.6047 | 2911.0142 | 2911.0142 | 2911.0142 | 2911.0142 | 2911.0142 | 76.8 | 64 | 58.805 | 58.805 | 58.805 | 58.805 | 58.805 | 58.805 | 58.805 | 58.805 | 58.805 | 0.1 | 47.2222 | 47.2222 | 47.2222 | 47.2222 | [12 empty] | 0.68165 | 0.68165 | 0.68165 | 0.68165 | 0.68165 | 0.68165 | 0.68165 | 0.68165 | 0.68165 | 0.68165 | 0.68165 | 0.68165 | 0.68165 | 0.68165 | 0.68165 | 0.68165 | 0.68165 | 0.68165 | 0.68165 | 0.68165 | 0.68165 | 0.68165 | 0.68165 | 0.68165 | 0.68165 | 0.68165 | 0.68165 | 0.68165 | 0.68165 | 0.68165 | 0.34082 | 0.34082 | 0.34082 | 0.34082 | 0.34082 | 0.34082 | 0.34082 | 0.34082 | 0.34082 | 0.68165 | 0.68165 | 0.68165 | 0.68165 | 0.68165 | 0.68165 | 0.68165 | 0.68165 | 0.68165 | 0.68165 | 0.68165 | 0.68165 | 0.68165 | 0.68165 | 0.68165 | 0.68165 | 0.68165 | 0.68165 | 0.68165 | 0.68165 | 0.68165 | 0.68165 | 0.68165 | 0.68165 | 0.68165 | 0.68165 | 0.68165 | 0.68165 | 0.68165 | 0.68165 | 0.34082 | 0.34082 | 0.34082 | 0.34082 | 0.34082 | 0.34082 | 0.34082 | 0.34082 | 0.34082 | 0.34082 | 0.68165 | 0.68165 | 0.68165 | 0.68165 | 0.68165 | 0.68165 | 0.68165 | 0.68165 | 0.68165 | 0.68165 | 0.68165 | 0.68165 | 0.68165 | 0.68165 | 0.68165 | 0.68165 | 0.68165 | 0.68165 | 0.68165 | 0.68165 | 0.68165 | 0.68165 | 0.68165 | 0.68165 | 0.68165 | 0.68165 | 0.68165 | 0.68165 | 0.68165 | 0.68165 | 0.34082 | 0.34082 | 0.34082 | 0.34082 | 0.34082 | 0.34082 | 0.34082 | 0.34082 | 0.34082 | 0.34082 |  | 1 | 2.7963
* | ESOLSTCN4C | Solar Thermal Centralized Generation Class 4 Cost Category C |  | ELCSOL | ELC | 2015 | 30 | 0.35761 | 31.536 | 0.3 | 0 | [8 empty] | 0.15167 |  | 5641.2098 | 3449.2098 | 3266.0181 | 2632.2022 | 3238.9239 | 3165.6286 | 3019.0382 | 3019.0382 | 3019.0382 | 3019.0382 | 3019.0382 | 76.8 | 64 | 58.805 | 58.805 | 58.805 | 58.805 | 58.805 | 58.805 | 58.805 | 58.805 | 58.805 | 0.1 | 47.2222 | 47.2222 | 47.2222 | 47.2222 | [12 empty] | 0.68165 | 0.68165 | 0.68165 | 0.68165 | 0.68165 | 0.68165 | 0.68165 | 0.68165 | 0.68165 | 0.68165 | 0.68165 | 0.68165 | 0.68165 | 0.68165 | 0.68165 | 0.68165 | 0.68165 | 0.68165 | 0.68165 | 0.68165 | 0.68165 | 0.68165 | 0.68165 | 0.68165 | 0.68165 | 0.68165 | 0.68165 | 0.68165 | 0.68165 | 0.68165 | 0.34082 | 0.34082 | 0.34082 | 0.34082 | 0.34082 | 0.34082 | 0.34082 | 0.34082 | 0.34082 | 0.68165 | 0.68165 | 0.68165 | 0.68165 | 0.68165 | 0.68165 | 0.68165 | 0.68165 | 0.68165 | 0.68165 | 0.68165 | 0.68165 | 0.68165 | 0.68165 | 0.68165 | 0.68165 | 0.68165 | 0.68165 | 0.68165 | 0.68165 | 0.68165 | 0.68165 | 0.68165 | 0.68165 | 0.68165 | 0.68165 | 0.68165 | 0.68165 | 0.68165 | 0.68165 | 0.34082 | 0.34082 | 0.34082 | 0.34082 | 0.34082 | 0.34082 | 0.34082 | 0.34082 | 0.34082 | 0.34082 | 0.68165 | 0.68165 | 0.68165 | 0.68165 | 0.68165 | 0.68165 | 0.68165 | 0.68165 | 0.68165 | 0.68165 | 0.68165 | 0.68165 | 0.68165 | 0.68165 | 0.68165 | 0.68165 | 0.68165 | 0.68165 | 0.68165 | 0.68165 | 0.68165 | 0.68165 | 0.68165 | 0.68165 | 0.68165 | 0.68165 | 0.68165 | 0.68165 | 0.68165 | 0.68165 | 0.34082 | 0.34082 | 0.34082 | 0.34082 | 0.34082 | 0.34082 | 0.34082 | 0.34082 | 0.34082 | 0.34082 |  | 1 | 2.7963
* | ESOLSTCN4D | Solar Thermal Centralized Generation Class 4 Cost Category D |  | ELCSOL | ELC | 2015 | 30 | 0.35761 | 31.536 | 0.3 | 0 | [8 empty] | 0.1341 |  | 5744.0363 | 3552.0363 | 3368.8446 | 2735.0287 | 3341.7503 | 3268.4551 | 3121.8646 | 3121.8646 | 3121.8646 | 3121.8646 | 3121.8646 | 76.8 | 64 | 58.805 | 58.805 | 58.805 | 58.805 | 58.805 | 58.805 | 58.805 | 58.805 | 58.805 | 0.1 | 47.2222 | 47.2222 | 47.2222 | 47.2222 | [12 empty] | 0.68165 | 0.68165 | 0.68165 | 0.68165 | 0.68165 | 0.68165 | 0.68165 | 0.68165 | 0.68165 | 0.68165 | 0.68165 | 0.68165 | 0.68165 | 0.68165 | 0.68165 | 0.68165 | 0.68165 | 0.68165 | 0.68165 | 0.68165 | 0.68165 | 0.68165 | 0.68165 | 0.68165 | 0.68165 | 0.68165 | 0.68165 | 0.68165 | 0.68165 | 0.68165 | 0.34082 | 0.34082 | 0.34082 | 0.34082 | 0.34082 | 0.34082 | 0.34082 | 0.34082 | 0.34082 | 0.68165 | 0.68165 | 0.68165 | 0.68165 | 0.68165 | 0.68165 | 0.68165 | 0.68165 | 0.68165 | 0.68165 | 0.68165 | 0.68165 | 0.68165 | 0.68165 | 0.68165 | 0.68165 | 0.68165 | 0.68165 | 0.68165 | 0.68165 | 0.68165 | 0.68165 | 0.68165 | 0.68165 | 0.68165 | 0.68165 | 0.68165 | 0.68165 | 0.68165 | 0.68165 | 0.34082 | 0.34082 | 0.34082 | 0.34082 | 0.34082 | 0.34082 | 0.34082 | 0.34082 | 0.34082 | 0.34082 | 0.68165 | 0.68165 | 0.68165 | 0.68165 | 0.68165 | 0.68165 | 0.68165 | 0.68165 | 0.68165 | 0.68165 | 0.68165 | 0.68165 | 0.68165 | 0.68165 | 0.68165 | 0.68165 | 0.68165 | 0.68165 | 0.68165 | 0.68165 | 0.68165 | 0.68165 | 0.68165 | 0.68165 | 0.68165 | 0.68165 | 0.68165 | 0.68165 | 0.68165 | 0.68165 | 0.34082 | 0.34082 | 0.34082 | 0.34082 | 0.34082 | 0.34082 | 0.34082 | 0.34082 | 0.34082 | 0.34082 |  | 1 | 2.7963
* | ESOLSTCN4E | Solar Thermal Centralized Generation Class 4 Cost Category E |  | ELCSOL | ELC | 2015 | 30 | 0.35761 | 31.536 | 0.3 | 0 | [8 empty] | 0.022964 |  | 6104.0134 | 3912.0134 | 3728.8217 | 3095.0058 | 3701.7274 | 3628.4322 | 3481.8417 | 3481.8417 | 3481.8417 | 3481.8417 | 3481.8417 | 76.8 | 64 | 58.805 | 58.805 | 58.805 | 58.805 | 58.805 | 58.805 | 58.805 | 58.805 | 58.805 | 0.1 | 47.2222 | 47.2222 | 47.2222 | 47.2222 | [12 empty] | 0.68165 | 0.68165 | 0.68165 | 0.68165 | 0.68165 | 0.68165 | 0.68165 | 0.68165 | 0.68165 | 0.68165 | 0.68165 | 0.68165 | 0.68165 | 0.68165 | 0.68165 | 0.68165 | 0.68165 | 0.68165 | 0.68165 | 0.68165 | 0.68165 | 0.68165 | 0.68165 | 0.68165 | 0.68165 | 0.68165 | 0.68165 | 0.68165 | 0.68165 | 0.68165 | 0.34082 | 0.34082 | 0.34082 | 0.34082 | 0.34082 | 0.34082 | 0.34082 | 0.34082 | 0.34082 | 0.68165 | 0.68165 | 0.68165 | 0.68165 | 0.68165 | 0.68165 | 0.68165 | 0.68165 | 0.68165 | 0.68165 | 0.68165 | 0.68165 | 0.68165 | 0.68165 | 0.68165 | 0.68165 | 0.68165 | 0.68165 | 0.68165 | 0.68165 | 0.68165 | 0.68165 | 0.68165 | 0.68165 | 0.68165 | 0.68165 | 0.68165 | 0.68165 | 0.68165 | 0.68165 | 0.34082 | 0.34082 | 0.34082 | 0.34082 | 0.34082 | 0.34082 | 0.34082 | 0.34082 | 0.34082 | 0.34082 | 0.68165 | 0.68165 | 0.68165 | 0.68165 | 0.68165 | 0.68165 | 0.68165 | 0.68165 | 0.68165 | 0.68165 | 0.68165 | 0.68165 | 0.68165 | 0.68165 | 0.68165 | 0.68165 | 0.68165 | 0.68165 | 0.68165 | 0.68165 | 0.68165 | 0.68165 | 0.68165 | 0.68165 | 0.68165 | 0.68165 | 0.68165 | 0.68165 | 0.68165 | 0.68165 | 0.34082 | 0.34082 | 0.34082 | 0.34082 | 0.34082 | 0.34082 | 0.34082 | 0.34082 | 0.34082 | 0.34082 |  | 1 | 2.7963
* | ESOLSTCN5A | Solar Thermal Centralized Generation Class 5 Cost Category A |  | ELCSOL | ELC | 2015 | 30 | 0.35761 | 31.536 | 0.3 | 0 | [8 empty] | 8.3505 |  | 5319.1079 | 3127.1079 | 2943.9162 | 2310.1003 | 2916.822 | 2843.5267 | 2696.9363 | 2696.9363 | 2696.9363 | 2696.9363 | 2696.9363 | 76.8 | 64 | 58.805 | 58.805 | 58.805 | 58.805 | 58.805 | 58.805 | 58.805 | 58.805 | 58.805 | 0.1 | 47.2222 | 47.2222 | 47.2222 | 47.2222 | [12 empty] | 0.70918 | 0.70918 | 0.70918 | 0.70918 | 0.70918 | 0.70918 | 0.70918 | 0.70918 | 0.70918 | 0.70918 | 0.70918 | 0.70918 | 0.70918 | 0.70918 | 0.70918 | 0.70918 | 0.70918 | 0.70918 | 0.70918 | 0.70918 | 0.70918 | 0.70918 | 0.70918 | 0.70918 | 0.70918 | 0.70918 | 0.70918 | 0.70918 | 0.70918 | 0.70918 | 0.35459 | 0.35459 | 0.35459 | 0.35459 | 0.35459 | 0.35459 | 0.35459 | 0.35459 | 0.35459 | 0.70918 | 0.70918 | 0.70918 | 0.70918 | 0.70918 | 0.70918 | 0.70918 | 0.70918 | 0.70918 | 0.70918 | 0.70918 | 0.70918 | 0.70918 | 0.70918 | 0.70918 | 0.70918 | 0.70918 | 0.70918 | 0.70918 | 0.70918 | 0.70918 | 0.70918 | 0.70918 | 0.70918 | 0.70918 | 0.70918 | 0.70918 | 0.70918 | 0.70918 | 0.70918 | 0.35459 | 0.35459 | 0.35459 | 0.35459 | 0.35459 | 0.35459 | 0.35459 | 0.35459 | 0.35459 | 0.35459 | 0.70918 | 0.70918 | 0.70918 | 0.70918 | 0.70918 | 0.70918 | 0.70918 | 0.70918 | 0.70918 | 0.70918 | 0.70918 | 0.70918 | 0.70918 | 0.70918 | 0.70918 | 0.70918 | 0.70918 | 0.70918 | 0.70918 | 0.70918 | 0.70918 | 0.70918 | 0.70918 | 0.70918 | 0.70918 | 0.70918 | 0.70918 | 0.70918 | 0.70918 | 0.70918 | 0.35459 | 0.35459 | 0.35459 | 0.35459 | 0.35459 | 0.35459 | 0.35459 | 0.35459 | 0.35459 | 0.35459 |  | 1 | 2.7963
* | ESOLSTCN5B | Solar Thermal Centralized Generation Class 5 Cost Category B |  | ELCSOL | ELC | 2015 | 30 | 0.35761 | 31.536 | 0.3 | 0 | [8 empty] | 4.403 |  | 5399.0631 | 3207.0631 | 3023.8714 | 2390.0555 | 2996.7771 | 2923.4819 | 2776.8915 | 2776.8915 | 2776.8915 | 2776.8915 | 2776.8915 | 76.8 | 64 | 58.805 | 58.805 | 58.805 | 58.805 | 58.805 | 58.805 | 58.805 | 58.805 | 58.805 | 0.1 | 47.2222 | 47.2222 | 47.2222 | 47.2222 | [12 empty] | 0.70918 | 0.70918 | 0.70918 | 0.70918 | 0.70918 | 0.70918 | 0.70918 | 0.70918 | 0.70918 | 0.70918 | 0.70918 | 0.70918 | 0.70918 | 0.70918 | 0.70918 | 0.70918 | 0.70918 | 0.70918 | 0.70918 | 0.70918 | 0.70918 | 0.70918 | 0.70918 | 0.70918 | 0.70918 | 0.70918 | 0.70918 | 0.70918 | 0.70918 | 0.70918 | 0.35459 | 0.35459 | 0.35459 | 0.35459 | 0.35459 | 0.35459 | 0.35459 | 0.35459 | 0.35459 | 0.70918 | 0.70918 | 0.70918 | 0.70918 | 0.70918 | 0.70918 | 0.70918 | 0.70918 | 0.70918 | 0.70918 | 0.70918 | 0.70918 | 0.70918 | 0.70918 | 0.70918 | 0.70918 | 0.70918 | 0.70918 | 0.70918 | 0.70918 | 0.70918 | 0.70918 | 0.70918 | 0.70918 | 0.70918 | 0.70918 | 0.70918 | 0.70918 | 0.70918 | 0.70918 | 0.35459 | 0.35459 | 0.35459 | 0.35459 | 0.35459 | 0.35459 | 0.35459 | 0.35459 | 0.35459 | 0.35459 | 0.70918 | 0.70918 | 0.70918 | 0.70918 | 0.70918 | 0.70918 | 0.70918 | 0.70918 | 0.70918 | 0.70918 | 0.70918 | 0.70918 | 0.70918 | 0.70918 | 0.70918 | 0.70918 | 0.70918 | 0.70918 | 0.70918 | 0.70918 | 0.70918 | 0.70918 | 0.70918 | 0.70918 | 0.70918 | 0.70918 | 0.70918 | 0.70918 | 0.70918 | 0.70918 | 0.35459 | 0.35459 | 0.35459 | 0.35459 | 0.35459 | 0.35459 | 0.35459 | 0.35459 | 0.35459 | 0.35459 |  | 1 | 2.7963
* | ESOLSTCN5C | Solar Thermal Centralized Generation Class 5 Cost Category C |  | ELCSOL | ELC | 2015 | 30 | 0.35761 | 31.536 | 0.3 | 0 | [8 empty] | 5.7854 |  | 5472.8192 | 3280.8192 | 3097.6275 | 2463.8116 | 3070.5332 | 2997.238 | 2850.6475 | 2850.6475 | 2850.6475 | 2850.6475 | 2850.6475 | 76.8 | 64 | 58.805 | 58.805 | 58.805 | 58.805 | 58.805 | 58.805 | 58.805 | 58.805 | 58.805 | 0.1 | 47.2222 | 47.2222 | 47.2222 | 47.2222 | [12 empty] | 0.70918 | 0.70918 | 0.70918 | 0.70918 | 0.70918 | 0.70918 | 0.70918 | 0.70918 | 0.70918 | 0.70918 | 0.70918 | 0.70918 | 0.70918 | 0.70918 | 0.70918 | 0.70918 | 0.70918 | 0.70918 | 0.70918 | 0.70918 | 0.70918 | 0.70918 | 0.70918 | 0.70918 | 0.70918 | 0.70918 | 0.70918 | 0.70918 | 0.70918 | 0.70918 | 0.35459 | 0.35459 | 0.35459 | 0.35459 | 0.35459 | 0.35459 | 0.35459 | 0.35459 | 0.35459 | 0.70918 | 0.70918 | 0.70918 | 0.70918 | 0.70918 | 0.70918 | 0.70918 | 0.70918 | 0.70918 | 0.70918 | 0.70918 | 0.70918 | 0.70918 | 0.70918 | 0.70918 | 0.70918 | 0.70918 | 0.70918 | 0.70918 | 0.70918 | 0.70918 | 0.70918 | 0.70918 | 0.70918 | 0.70918 | 0.70918 | 0.70918 | 0.70918 | 0.70918 | 0.70918 | 0.35459 | 0.35459 | 0.35459 | 0.35459 | 0.35459 | 0.35459 | 0.35459 | 0.35459 | 0.35459 | 0.35459 | 0.70918 | 0.70918 | 0.70918 | 0.70918 | 0.70918 | 0.70918 | 0.70918 | 0.70918 | 0.70918 | 0.70918 | 0.70918 | 0.70918 | 0.70918 | 0.70918 | 0.70918 | 0.70918 | 0.70918 | 0.70918 | 0.70918 | 0.70918 | 0.70918 | 0.70918 | 0.70918 | 0.70918 | 0.70918 | 0.70918 | 0.70918 | 0.70918 | 0.70918 | 0.70918 | 0.35459 | 0.35459 | 0.35459 | 0.35459 | 0.35459 | 0.35459 | 0.35459 | 0.35459 | 0.35459 | 0.35459 |  | 1 | 2.7963
* | ESOLSTCN5D | Solar Thermal Centralized Generation Class 5 Cost Category D |  | ELCSOL | ELC | 2015 | 30 | 0.35761 | 31.536 | 0.3 | 0 | [8 empty] | 6.1826 |  | 5599.4785 | 3407.4785 | 3224.2868 | 2590.4709 | 3197.1925 | 3123.8973 | 2977.3068 | 2977.3068 | 2977.3068 | 2977.3068 | 2977.3068 | 76.8 | 64 | 58.805 | 58.805 | 58.805 | 58.805 | 58.805 | 58.805 | 58.805 | 58.805 | 58.805 | 0.1 | 47.2222 | 47.2222 | 47.2222 | 47.2222 | [12 empty] | 0.70918 | 0.70918 | 0.70918 | 0.70918 | 0.70918 | 0.70918 | 0.70918 | 0.70918 | 0.70918 | 0.70918 | 0.70918 | 0.70918 | 0.70918 | 0.70918 | 0.70918 | 0.70918 | 0.70918 | 0.70918 | 0.70918 | 0.70918 | 0.70918 | 0.70918 | 0.70918 | 0.70918 | 0.70918 | 0.70918 | 0.70918 | 0.70918 | 0.70918 | 0.70918 | 0.35459 | 0.35459 | 0.35459 | 0.35459 | 0.35459 | 0.35459 | 0.35459 | 0.35459 | 0.35459 | 0.70918 | 0.70918 | 0.70918 | 0.70918 | 0.70918 | 0.70918 | 0.70918 | 0.70918 | 0.70918 | 0.70918 | 0.70918 | 0.70918 | 0.70918 | 0.70918 | 0.70918 | 0.70918 | 0.70918 | 0.70918 | 0.70918 | 0.70918 | 0.70918 | 0.70918 | 0.70918 | 0.70918 | 0.70918 | 0.70918 | 0.70918 | 0.70918 | 0.70918 | 0.70918 | 0.35459 | 0.35459 | 0.35459 | 0.35459 | 0.35459 | 0.35459 | 0.35459 | 0.35459 | 0.35459 | 0.35459 | 0.70918 | 0.70918 | 0.70918 | 0.70918 | 0.70918 | 0.70918 | 0.70918 | 0.70918 | 0.70918 | 0.70918 | 0.70918 | 0.70918 | 0.70918 | 0.70918 | 0.70918 | 0.70918 | 0.70918 | 0.70918 | 0.70918 | 0.70918 | 0.70918 | 0.70918 | 0.70918 | 0.70918 | 0.70918 | 0.70918 | 0.70918 | 0.70918 | 0.70918 | 0.70918 | 0.35459 | 0.35459 | 0.35459 | 0.35459 | 0.35459 | 0.35459 | 0.35459 | 0.35459 | 0.35459 | 0.35459 |  | 1 | 2.7963
* | ESOLSTCN5E | Solar Thermal Centralized Generation Class 5 Cost Category E |  | ELCSOL | ELC | 2015 | 30 | 0.35761 | 31.536 | 0.3 | 0 | [8 empty] | 1.8824 |  | 5811.225 | 3619.225 | 3436.0333 | 2802.2174 | 3408.9391 | 3335.6438 | 3189.0534 | 3189.0534 | 3189.0534 | 3189.0534 | 3189.0534 | 76.8 | 64 | 58.805 | 58.805 | 58.805 | 58.805 | 58.805 | 58.805 | 58.805 | 58.805 | 58.805 | 0.1 | 47.2222 | 47.2222 | 47.2222 | 47.2222 | [12 empty] | 0.70918 | 0.70918 | 0.70918 | 0.70918 | 0.70918 | 0.70918 | 0.70918 | 0.70918 | 0.70918 | 0.70918 | 0.70918 | 0.70918 | 0.70918 | 0.70918 | 0.70918 | 0.70918 | 0.70918 | 0.70918 | 0.70918 | 0.70918 | 0.70918 | 0.70918 | 0.70918 | 0.70918 | 0.70918 | 0.70918 | 0.70918 | 0.70918 | 0.70918 | 0.70918 | 0.35459 | 0.35459 | 0.35459 | 0.35459 | 0.35459 | 0.35459 | 0.35459 | 0.35459 | 0.35459 | 0.70918 | 0.70918 | 0.70918 | 0.70918 | 0.70918 | 0.70918 | 0.70918 | 0.70918 | 0.70918 | 0.70918 | 0.70918 | 0.70918 | 0.70918 | 0.70918 | 0.70918 | 0.70918 | 0.70918 | 0.70918 | 0.70918 | 0.70918 | 0.70918 | 0.70918 | 0.70918 | 0.70918 | 0.70918 | 0.70918 | 0.70918 | 0.70918 | 0.70918 | 0.70918 | 0.35459 | 0.35459 | 0.35459 | 0.35459 | 0.35459 | 0.35459 | 0.35459 | 0.35459 | 0.35459 | 0.35459 | 0.70918 | 0.70918 | 0.70918 | 0.70918 | 0.70918 | 0.70918 | 0.70918 | 0.70918 | 0.70918 | 0.70918 | 0.70918 | 0.70918 | 0.70918 | 0.70918 | 0.70918 | 0.70918 | 0.70918 | 0.70918 | 0.70918 | 0.70918 | 0.70918 | 0.70918 | 0.70918 | 0.70918 | 0.70918 | 0.70918 | 0.70918 | 0.70918 | 0.70918 | 0.70918 | 0.35459 | 0.35459 | 0.35459 | 0.35459 | 0.35459 | 0.35459 | 0.35459 | 0.35459 | 0.35459 | 0.35459 |  | 1 | 2.7963
* Wind Technologies
R1 | EWNDON1A | Onshore Wind Class 1 Cost Category A |  | ELCWND | ELC | 2010 | 30 | 0.35761 | 31.536 | 0.5 | [9 empty] | 7.6786 |  | 1410.4377 | 987.3064 | 1463.9107 | 1460.251 | 1456.5912 | 1452.9314 | 1449.2716 | 1449.2716 | 1449.2716 | 1449.2716 | 1449.2716 | 28.6729 | 24.5101 | 23.4888 | 23.4888 | 22.4676 | 21.4463 | 21.4463 | 21.4463 | 21.4463 | 21.4463 | 21.4463 | 0.1 |  |  |  |  | 0.35906 | 0.35906 | 0.35906 | 0.2877 | 0.21638 | 0.21638 | 0.21638 | 0.15816 | 0.41782 | 0.41782 | 0.41782 | 0.37021 | [120 empty] | 1 | 2.7963
R1 | EWNDR2 | Onshore Wind Retrofit for Residual Capacity |  | ELCWND | ELC | 2010 | 30 | 0.35761 | 31.536 | 0.5 |  | 0.35022 | 0.70044 | 0.70044 | 0.70044 |  |  |  |  | 7.6786 |  | 916.7845 | 641.7492 | 943.6785 | 941.3193 | 938.9601 | 936.6009 | 934.2417 | 934.2417 | 934.2417 | 934.2417 | 934.2417 | 18.6374 | 15.9315 | 15.2677 | 15.2677 | 14.6039 | 13.9401 | 13.9401 | 13.9401 | 13.9401 | 13.9401 | 13.9401 | 0.1 |  |  |  |  | 0.43145 | 0.43145 | 0.43145 | 0.3457 | 0.26 | 0.26 | 0.26 | 0.19004 | 0.50205 | 0.50205 | 0.50205 | 0.44485 | [120 empty] | 1 | 2.7963
R1 | EWNDON1B | Onshore Wind Class 1 Cost Category B |  | ELCWND | ELC | 2010 | 30 | 0.35761 | 31.536 | 0.5 | [9 empty] | 3.4642 |  | 1468.717 | 1028.1019 | 1522.19 | 1518.3845 | 1514.5791 | 1510.7736 | 1506.9681 | 1506.9681 | 1506.9681 | 1506.9681 | 1506.9681 | 28.6729 | 24.5101 | 23.4888 | 23.4888 | 22.4676 | 21.4463 | 21.4463 | 21.4463 | 21.4463 | 21.4463 | 21.4463 | 0.1 |  |  |  |  | 0.35906 | 0.35906 | 0.35906 | 0.2877 | 0.21638 | 0.21638 | 0.21638 | 0.15816 | 0.41782 | 0.41782 | 0.41782 | 0.37021 | [120 empty] | 1 | 2.7963
R1 | EWNDON1C | Onshore Wind Class 1 Cost Category C |  | ELCWND | ELC | 2010 | 30 | 0.35761 | 31.536 | 0.5 | [9 empty] | 2.4283 |  | 1542.9286 | 1080.05 | 1596.4016 | 1592.4106 | 1588.4196 | 1584.4286 | 1580.4376 | 1580.4376 | 1580.4376 | 1580.4376 | 1580.4376 | 28.6729 | 24.5101 | 23.4888 | 23.4888 | 22.4676 | 21.4463 | 21.4463 | 21.4463 | 21.4463 | 21.4463 | 21.4463 | 0.1 |  |  |  |  | 0.35906 | 0.35906 | 0.35906 | 0.2877 | 0.21638 | 0.21638 | 0.21638 | 0.15816 | 0.41782 | 0.41782 | 0.41782 | 0.37021 | [120 empty] | 1 | 2.7963
R1 | EWNDON1D | Onshore Wind Class 1 Cost Category D |  | ELCWND | ELC | 2010 | 30 | 0.35761 | 31.536 | 0.5 | [9 empty] | 2.3832 |  | 1707.0491 | 1194.9344 | 1760.5221 | 1756.1208 | 1751.7195 | 1747.3182 | 1742.9169 | 1742.9169 | 1742.9169 | 1742.9169 | 1742.9169 | 28.6729 | 24.5101 | 23.4888 | 23.4888 | 22.4676 | 21.4463 | 21.4463 | 21.4463 | 21.4463 | 21.4463 | 21.4463 | 0.1 |  |  |  |  | 0.35906 | 0.35906 | 0.35906 | 0.2877 | 0.21638 | 0.21638 | 0.21638 | 0.15816 | 0.41782 | 0.41782 | 0.41782 | 0.37021 | [120 empty] | 1 | 2.7963
R1 | EWNDON1E | Onshore Wind Class 1 Cost Category E |  | ELCWND | ELC | 2010 | 30 | 0.35761 | 31.536 | 0.5 | [9 empty] | 3.695 |  | 1819.1933 | 1273.4353 | 1872.6663 | 1867.9847 | 1863.303 | 1858.6213 | 1853.9397 | 1853.9397 | 1853.9397 | 1853.9397 | 1853.9397 | 28.6729 | 24.5101 | 23.4888 | 23.4888 | 22.4676 | 21.4463 | 21.4463 | 21.4463 | 21.4463 | 21.4463 | 21.4463 | 0.1 |  |  |  |  | 0.35906 | 0.35906 | 0.35906 | 0.2877 | 0.21638 | 0.21638 | 0.21638 | 0.15816 | 0.41782 | 0.41782 | 0.41782 | 0.37021 | [120 empty] | 1 | 2.7963
R1 | EWNDON2A | Onshore Wind Class 2 Cost Category A |  | ELCWND | ELC | 2010 | 30 | 0.35761 | 31.536 | 0.5 | [9 empty] | 0.054744 |  | 1398.3401 | 978.8381 | 1451.8131 | 1448.1835 | 1444.554 | 1440.9245 | 1437.2949 | 1437.2949 | 1437.2949 | 1437.2949 | 1437.2949 | 28.6729 | 24.5101 | 23.4888 | 23.4888 | 22.4676 | 21.4463 | 21.4463 | 21.4463 | 21.4463 | 21.4463 | 21.4463 | 0.1 |  |  |  |  | 0.43145 | 0.43145 | 0.43145 | 0.3457 | 0.26 | 0.26 | 0.26 | 0.19004 | 0.50205 | 0.50205 | 0.50205 | 0.44485 | [120 empty] | 1 | 2.7963
R1 | EWNDON2B | Onshore Wind Class 2 Cost Category B |  | ELCWND | ELC | 2010 | 30 | 0.35761 | 31.536 | 0.5 | [9 empty] | 0.097549 |  | 1420.5445 | 994.3812 | 1474.0175 | 1470.3325 | 1466.6474 | 1462.9624 | 1459.2774 | 1459.2774 | 1459.2774 | 1459.2774 | 1459.2774 | 28.6729 | 24.5101 | 23.4888 | 23.4888 | 22.4676 | 21.4463 | 21.4463 | 21.4463 | 21.4463 | 21.4463 | 21.4463 | 0.1 |  |  |  |  | 0.43145 | 0.43145 | 0.43145 | 0.3457 | 0.26 | 0.26 | 0.26 | 0.19004 | 0.50205 | 0.50205 | 0.50205 | 0.44485 | [120 empty] | 1 | 2.7963
R1 | EWNDON2C | Onshore Wind Class 2 Cost Category C |  | ELCWND | ELC | 2010 | 30 | 0.35761 | 31.536 | 0.5 | [9 empty] | 0.082082 |  | 1455.2694 | 1018.6886 | 1508.7424 | 1504.9705 | 1501.1987 | 1497.4268 | 1493.655 | 1493.655 | 1493.655 | 1493.655 | 1493.655 | 28.6729 | 24.5101 | 23.4888 | 23.4888 | 22.4676 | 21.4463 | 21.4463 | 21.4463 | 21.4463 | 21.4463 | 21.4463 | 0.1 |  |  |  |  | 0.43145 | 0.43145 | 0.43145 | 0.3457 | 0.26 | 0.26 | 0.26 | 0.19004 | 0.50205 | 0.50205 | 0.50205 | 0.44485 | [120 empty] | 1 | 2.7963
R1 | EWNDON2D | Onshore Wind Class 2 Cost Category D |  | ELCWND | ELC | 2010 | 30 | 0.35761 | 31.536 | 0.5 | [9 empty] | 0.073942 |  | 1504.732 | 1053.3124 | 1558.205 | 1554.3094 | 1550.4139 | 1546.5184 | 1542.6229 | 1542.6229 | 1542.6229 | 1542.6229 | 1542.6229 | 28.6729 | 24.5101 | 23.4888 | 23.4888 | 22.4676 | 21.4463 | 21.4463 | 21.4463 | 21.4463 | 21.4463 | 21.4463 | 0.1 |  |  |  |  | 0.43145 | 0.43145 | 0.43145 | 0.3457 | 0.26 | 0.26 | 0.26 | 0.19004 | 0.50205 | 0.50205 | 0.50205 | 0.44485 | [120 empty] | 1 | 2.7963
R1 | EWNDON2E | Onshore Wind Class 2 Cost Category E |  | ELCWND | ELC | 2010 | 30 | 0.35761 | 31.536 | 0.5 | [9 empty] | 0.033036 |  | 1529.2857 | 1070.5 | 1582.7587 | 1578.8018 | 1574.8449 | 1570.888 | 1566.9311 | 1566.9311 | 1566.9311 | 1566.9311 | 1566.9311 | 28.6729 | 24.5101 | 23.4888 | 23.4888 | 22.4676 | 21.4463 | 21.4463 | 21.4463 | 21.4463 | 21.4463 | 21.4463 | 0.1 |  |  |  |  | 0.43145 | 0.43145 | 0.43145 | 0.3457 | 0.26 | 0.26 | 0.26 | 0.19004 | 0.50205 | 0.50205 | 0.50205 | 0.44485 | [120 empty] | 1 | 2.7963
R1 | EWNDON3A | Onshore Wind Class 3 Cost Category A |  | ELCWND | ELC | 2010 | 30 | 0.35761 | 31.536 | 0.5 | [9 empty] | 0.0067836 |  | 1381.0924 | 966.7647 | 1434.5654 | 1430.979 | 1427.3926 | 1423.8062 | 1420.2198 | 1420.2198 | 1420.2198 | 1420.2198 | 1420.2198 | 28.6729 | 24.5101 | 23.4888 | 23.4888 | 22.4676 | 21.4463 | 21.4463 | 21.4463 | 21.4463 | 21.4463 | 21.4463 | 0.1 |  |  |  |  | 0.46567 | 0.46567 | 0.46567 | 0.37312 | 0.28062 | 0.28062 | 0.28062 | 0.20512 | 0.54187 | 0.54187 | 0.54187 | 0.48013 | [120 empty] | 1 | 2.7963
R1 | EWNDON3B | Onshore Wind Class 3 Cost Category B |  | ELCWND | ELC | 2010 | 30 | 0.35761 | 31.536 | 0.5 | [9 empty] | 0.017095 |  | 1421.6212 | 995.1348 | 1475.0942 | 1471.4064 | 1467.7187 | 1464.031 | 1460.3432 | 1460.3432 | 1460.3432 | 1460.3432 | 1460.3432 | 28.6729 | 24.5101 | 23.4888 | 23.4888 | 22.4676 | 21.4463 | 21.4463 | 21.4463 | 21.4463 | 21.4463 | 21.4463 | 0.1 |  |  |  |  | 0.46567 | 0.46567 | 0.46567 | 0.37312 | 0.28062 | 0.28062 | 0.28062 | 0.20512 | 0.54187 | 0.54187 | 0.54187 | 0.48013 | [120 empty] | 1 | 2.7963
R1 | EWNDON3C | Onshore Wind Class 3 Cost Category C |  | ELCWND | ELC | 2010 | 30 | 0.35761 | 31.536 | 0.5 | [9 empty] | 0.01818 |  | 1452.9305 | 1017.0514 | 1506.4035 | 1502.6375 | 1498.8715 | 1495.1055 | 1491.3395 | 1491.3395 | 1491.3395 | 1491.3395 | 1491.3395 | 28.6729 | 24.5101 | 23.4888 | 23.4888 | 22.4676 | 21.4463 | 21.4463 | 21.4463 | 21.4463 | 21.4463 | 21.4463 | 0.1 |  |  |  |  | 0.46567 | 0.46567 | 0.46567 | 0.37312 | 0.28062 | 0.28062 | 0.28062 | 0.20512 | 0.54187 | 0.54187 | 0.54187 | 0.48013 | [120 empty] | 1 | 2.7963
R1 | EWNDON3D | Onshore Wind Class 3 Cost Category D |  | ELCWND | ELC | 2010 | 30 | 0.35761 | 31.536 | 0.5 | [9 empty] | 0.024557 |  | 1503.2025 | 1052.2417 | 1556.6755 | 1552.7838 | 1548.8921 | 1545.0004 | 1541.1087 | 1541.1087 | 1541.1087 | 1541.1087 | 1541.1087 | 28.6729 | 24.5101 | 23.4888 | 23.4888 | 22.4676 | 21.4463 | 21.4463 | 21.4463 | 21.4463 | 21.4463 | 21.4463 | 0.1 |  |  |  |  | 0.46567 | 0.46567 | 0.46567 | 0.37312 | 0.28062 | 0.28062 | 0.28062 | 0.20512 | 0.54187 | 0.54187 | 0.54187 | 0.48013 | [120 empty] | 1 | 2.7963
R1 | EWNDON3E | Onshore Wind Class 3 Cost Category E |  | ELCWND | ELC | 2010 | 30 | 0.35761 | 31.536 | 0.5 | [9 empty] | 0.015195 |  | 1528.5362 | 1069.9754 | 1582.0092 | 1578.0542 | 1574.0992 | 1570.1441 | 1566.1891 | 1566.1891 | 1566.1891 | 1566.1891 | 1566.1891 | 28.6729 | 24.5101 | 23.4888 | 23.4888 | 22.4676 | 21.4463 | 21.4463 | 21.4463 | 21.4463 | 21.4463 | 21.4463 | 0.1 |  |  |  |  | 0.46567 | 0.46567 | 0.46567 | 0.37312 | 0.28062 | 0.28062 | 0.28062 | 0.20512 | 0.54187 | 0.54187 | 0.54187 | 0.48013 | [120 empty] | 1 | 2.7963
R1 | EWNDON4A | Onshore Wind Class 4 Cost Category A |  | ELCWND | ELC | 2010 | 30 | 0.35761 | 31.536 | 0.5 | [9 empty] | 0.004545 |  | 1410.8573 | 987.6001 | 1464.3303 | 1460.6694 | 1457.0086 | 1453.3478 | 1449.687 | 1449.687 | 1449.687 | 1449.687 | 1449.687 | 28.6729 | 24.5101 | 23.4888 | 23.4888 | 22.4676 | 21.4463 | 21.4463 | 21.4463 | 21.4463 | 21.4463 | 21.4463 | 0.1 |  |  |  |  | 0.49405 | 0.49405 | 0.49405 | 0.39586 | 0.29772 | 0.29772 | 0.29772 | 0.21762 | 0.5749 | 0.5749 | 0.5749 | 0.5094 | [120 empty] | 1 | 2.7963
R1 | EWNDON4B | Onshore Wind Class 4 Cost Category B |  | ELCWND | ELC | 2010 | 30 | 0.35761 | 31.536 | 0.5 | [9 empty] | 0.0021029 |  | 1439.5769 | 1007.7038 | 1493.0499 | 1489.3172 | 1485.5846 | 1481.852 | 1478.1194 | 1478.1194 | 1478.1194 | 1478.1194 | 1478.1194 | 28.6729 | 24.5101 | 23.4888 | 23.4888 | 22.4676 | 21.4463 | 21.4463 | 21.4463 | 21.4463 | 21.4463 | 21.4463 | 0.1 |  |  |  |  | 0.49405 | 0.49405 | 0.49405 | 0.39586 | 0.29772 | 0.29772 | 0.29772 | 0.21762 | 0.5749 | 0.5749 | 0.5749 | 0.5094 | [120 empty] | 1 | 2.7963
R1 | EWNDON4C | Onshore Wind Class 4 Cost Category C |  | ELCWND | ELC | 2010 | 30 | 0.35761 | 31.536 | 0.5 | [9 empty] | 0.0063088 |  | 1462.8647 | 1024.0053 | 1516.3377 | 1512.5468 | 1508.756 | 1504.9651 | 1501.1743 | 1501.1743 | 1501.1743 | 1501.1743 | 1501.1743 | 28.6729 | 24.5101 | 23.4888 | 23.4888 | 22.4676 | 21.4463 | 21.4463 | 21.4463 | 21.4463 | 21.4463 | 21.4463 | 0.1 |  |  |  |  | 0.49405 | 0.49405 | 0.49405 | 0.39586 | 0.29772 | 0.29772 | 0.29772 | 0.21762 | 0.5749 | 0.5749 | 0.5749 | 0.5094 | [120 empty] | 1 | 2.7963
R1 | EWNDON4D | Onshore Wind Class 4 Cost Category D |  | ELCWND | ELC | 2010 | 30 | 0.35761 | 31.536 | 0.5 | [9 empty] | 0.013567 |  | 1508.9406 | 1056.2584 | 1562.4136 | 1558.5076 | 1554.6015 | 1550.6955 | 1546.7895 | 1546.7895 | 1546.7895 | 1546.7895 | 1546.7895 | 28.6729 | 24.5101 | 23.4888 | 23.4888 | 22.4676 | 21.4463 | 21.4463 | 21.4463 | 21.4463 | 21.4463 | 21.4463 | 0.1 |  |  |  |  | 0.49405 | 0.49405 | 0.49405 | 0.39586 | 0.29772 | 0.29772 | 0.29772 | 0.21762 | 0.5749 | 0.5749 | 0.5749 | 0.5094 | [120 empty] | 1 | 2.7963
R1 | EWNDON4E | Onshore Wind Class 4 Cost Category E |  | ELCWND | ELC | 2010 | 30 | 0.35761 | 31.536 | 0.5 | [9 empty] | 0.0052912 |  | 1533.2915 | 1073.304 | 1586.7645 | 1582.7976 | 1578.8306 | 1574.8637 | 1570.8968 | 1570.8968 | 1570.8968 | 1570.8968 | 1570.8968 | 28.6729 | 24.5101 | 23.4888 | 23.4888 | 22.4676 | 21.4463 | 21.4463 | 21.4463 | 21.4463 | 21.4463 | 21.4463 | 0.1 |  |  |  |  | 0.49405 | 0.49405 | 0.49405 | 0.39586 | 0.29772 | 0.29772 | 0.29772 | 0.21762 | 0.5749 | 0.5749 | 0.5749 | 0.5094 | [120 empty] | 1 | 2.7963
R1 | EWNDON5A | Onshore Wind Class 5 Cost Category A |  | ELCWND | ELC | 2010 | 30 | 0.35761 | 31.536 | 0.5 | [9 empty] | 0.019266 |  | 1405.8729 | 984.111 | 1459.3459 | 1455.6975 | 1452.0491 | 1448.4008 | 1444.7524 | 1444.7524 | 1444.7524 | 1444.7524 | 1444.7524 | 28.6729 | 24.5101 | 23.4888 | 23.4888 | 22.4676 | 21.4463 | 21.4463 | 21.4463 | 21.4463 | 21.4463 | 21.4463 | 0.1 |  |  |  |  | 0.5272 | 0.5272 | 0.5272 | 0.42243 | 0.3177 | 0.3177 | 0.3177 | 0.23222 | 0.61347 | 0.61347 | 0.61347 | 0.54358 | [120 empty] | 1 | 2.7963
R1 | EWNDON5B | Onshore Wind Class 5 Cost Category B |  | ELCWND | ELC | 2010 | 30 | 0.35761 | 31.536 | 0.5 | [9 empty] | 0.0075977 |  | 1461.4838 | 1023.0387 | 1514.9568 | 1511.1694 | 1507.382 | 1503.5946 | 1499.8072 | 1499.8072 | 1499.8072 | 1499.8072 | 1499.8072 | 28.6729 | 24.5101 | 23.4888 | 23.4888 | 22.4676 | 21.4463 | 21.4463 | 21.4463 | 21.4463 | 21.4463 | 21.4463 | 0.1 |  |  |  |  | 0.5272 | 0.5272 | 0.5272 | 0.42243 | 0.3177 | 0.3177 | 0.3177 | 0.23222 | 0.61347 | 0.61347 | 0.61347 | 0.54358 | [120 empty] | 1 | 2.7963
R1 | EWNDON5C | Onshore Wind Class 5 Cost Category C |  | ELCWND | ELC | 2010 | 30 | 0.35761 | 31.536 | 0.5 | [9 empty] | 0.0022386 |  | 1503.8253 | 1052.6777 | 1557.2983 | 1553.4051 | 1549.5118 | 1545.6186 | 1541.7253 | 1541.7253 | 1541.7253 | 1541.7253 | 1541.7253 | 28.6729 | 24.5101 | 23.4888 | 23.4888 | 22.4676 | 21.4463 | 21.4463 | 21.4463 | 21.4463 | 21.4463 | 21.4463 | 0.1 |  |  |  |  | 0.5272 | 0.5272 | 0.5272 | 0.42243 | 0.3177 | 0.3177 | 0.3177 | 0.23222 | 0.61347 | 0.61347 | 0.61347 | 0.54358 | [120 empty] | 1 | 2.7963
R1 | EWNDON5D | Onshore Wind Class 5 Cost Category D |  | ELCWND | ELC | 2010 | 30 | 0.35761 | 31.536 | 0.5 | [9 empty] | 0.64757 |  | 1517.7974 | 1062.4582 | 1571.2704 | 1567.3422 | 1563.4141 | 1559.4859 | 1555.5577 | 1555.5577 | 1555.5577 | 1555.5577 | 1555.5577 | 28.6729 | 24.5101 | 23.4888 | 23.4888 | 22.4676 | 21.4463 | 21.4463 | 21.4463 | 21.4463 | 21.4463 | 21.4463 | 0.1 |  |  |  |  | 0.5272 | 0.5272 | 0.5272 | 0.42243 | 0.3177 | 0.3177 | 0.3177 | 0.23222 | 0.61347 | 0.61347 | 0.61347 | 0.54358 | [120 empty] | 1 | 2.7963
R1 | EWNDON5E | Onshore Wind Class 5 Cost Category E |  | ELCWND | ELC | 2010 | 30 | 0.35761 | 31.536 | 0.5 | [9 empty] | 0.40932 |  | 1536.109 | 1075.2763 | 1589.582 | 1585.608 | 1581.634 | 1577.6601 | 1573.6861 | 1573.6861 | 1573.6861 | 1573.6861 | 1573.6861 | 28.6729 | 24.5101 | 23.4888 | 23.4888 | 22.4676 | 21.4463 | 21.4463 | 21.4463 | 21.4463 | 21.4463 | 21.4463 | 0.1 |  |  |  |  | 0.5272 | 0.5272 | 0.5272 | 0.42243 | 0.3177 | 0.3177 | 0.3177 | 0.23222 | 0.61347 | 0.61347 | 0.61347 | 0.54358 | [120 empty] | 1 | 2.7963
R1 | EWNDOFS1A | Offshore Shallow Wind Class 1 Cost Category A |  | ELCWND | ELC | 2015 | 30 | 0.35761 | 31.536 | 0.5 | [9 empty] | 0.40023 |  | 4113.1978 | 2879.2385 | 4273.5124 | 4059.8367 | 3846.1611 | 3632.4855 | 3418.8099 | 3418.8099 | 3418.8099 | 3418.8099 | 3418.8099 | 66.5338 | 66.5338 | 66.5338 | 66.5338 | 66.5338 | 66.5338 | 66.5338 | 66.5338 | 66.5338 | 66.5338 | 66.5338 | 0.1 |  |  |  |  | 0.36789 | 0.36789 | 0.36789 | 0.29477 | 0.22169 | 0.22169 | 0.22169 | 0.16205 | 0.42809 | 0.42809 | 0.42809 | 0.37931 | [120 empty] | 1 | 2.7963
R1 | EWNDOFS1B | Offshore Shallow Wind Class 1 Cost Category B |  | ELCWND | ELC | 2015 | 30 | 0.35761 | 31.536 | 0.5 | [9 empty] | 0.23973 |  | 4226.7508 | 2958.7256 | 4387.0653 | 4167.7121 | 3948.3588 | 3729.0055 | 3509.6523 | 3509.6523 | 3509.6523 | 3509.6523 | 3509.6523 | 66.5338 | 66.5338 | 66.5338 | 66.5338 | 66.5338 | 66.5338 | 66.5338 | 66.5338 | 66.5338 | 66.5338 | 66.5338 | 0.1 |  |  |  |  | 0.36789 | 0.36789 | 0.36789 | 0.29477 | 0.22169 | 0.22169 | 0.22169 | 0.16205 | 0.42809 | 0.42809 | 0.42809 | 0.37931 | [120 empty] | 1 | 2.7963
R1 | EWNDOFS1C | Offshore Shallow Wind Class 1 Cost Category C |  | ELCWND | ELC | 2015 | 30 | 0.35761 | 31.536 | 0.5 | [9 empty] | 0.23688 |  | 4376.8314 | 3063.7819 | 4537.1459 | 4310.2886 | 4083.4313 | 3856.574 | 3629.7167 | 3629.7167 | 3629.7167 | 3629.7167 | 3629.7167 | 66.5338 | 66.5338 | 66.5338 | 66.5338 | 66.5338 | 66.5338 | 66.5338 | 66.5338 | 66.5338 | 66.5338 | 66.5338 | 0.1 |  |  |  |  | 0.36789 | 0.36789 | 0.36789 | 0.29477 | 0.22169 | 0.22169 | 0.22169 | 0.16205 | 0.42809 | 0.42809 | 0.42809 | 0.37931 | [120 empty] | 1 | 2.7963
R1 | EWNDOFS1D | Offshore Shallow Wind Class 1 Cost Category D |  | ELCWND | ELC | 2015 | 30 | 0.35761 | 31.536 | 0.5 | [9 empty] | 1.7734 |  | 4605.1041 | 3223.5728 | 4765.4186 | 4527.1477 | 4288.8767 | 4050.6058 | 3812.3349 | 3812.3349 | 3812.3349 | 3812.3349 | 3812.3349 | 66.5338 | 66.5338 | 66.5338 | 66.5338 | 66.5338 | 66.5338 | 66.5338 | 66.5338 | 66.5338 | 66.5338 | 66.5338 | 0.1 |  |  |  |  | 0.36789 | 0.36789 | 0.36789 | 0.29477 | 0.22169 | 0.22169 | 0.22169 | 0.16205 | 0.42809 | 0.42809 | 0.42809 | 0.37931 | [120 empty] | 1 | 2.7963
R1 | EWNDOFS1E | Offshore Shallow Wind Class 1 Cost Category E |  | ELCWND | ELC | 2015 | 30 | 0.35761 | 31.536 | 0.5 | [9 empty] | 1.3381 |  | 4838.0457 | 3386.632 | 4998.3602 | 4748.4422 | 4498.5242 | 4248.6062 | 3998.6882 | 3998.6882 | 3998.6882 | 3998.6882 | 3998.6882 | 66.5338 | 66.5338 | 66.5338 | 66.5338 | 66.5338 | 66.5338 | 66.5338 | 66.5338 | 66.5338 | 66.5338 | 66.5338 | 0.1 |  |  |  |  | 0.36789 | 0.36789 | 0.36789 | 0.29477 | 0.22169 | 0.22169 | 0.22169 | 0.16205 | 0.42809 | 0.42809 | 0.42809 | 0.37931 | [120 empty] | 1 | 2.7963
R1 | EWNDOFS2A | Offshore Shallow Wind Class 2 Cost Category A |  | ELCWND | ELC | 2015 | 30 | 0.35761 | 31.536 | 0.5 | [9 empty] | 1.4262 |  | 4081.3883 | 2856.9718 | 4241.7028 | 4029.6176 | 3817.5325 | 3605.4474 | 3393.3622 | 3393.3622 | 3393.3622 | 3393.3622 | 3393.3622 | 66.5338 | 66.5338 | 66.5338 | 66.5338 | 66.5338 | 66.5338 | 66.5338 | 66.5338 | 66.5338 | 66.5338 | 66.5338 | 0.1 |  |  |  |  | 0.47426 | 0.47426 | 0.47426 | 0.38 | 0.28579 | 0.28579 | 0.28579 | 0.2089 | 0.55186 | 0.55186 | 0.55186 | 0.48899 | [120 empty] | 1 | 2.7963
R1 | EWNDOFS2B | Offshore Shallow Wind Class 2 Cost Category B |  | ELCWND | ELC | 2015 | 30 | 0.35761 | 31.536 | 0.5 | [9 empty] | 1.6562 |  | 4191.1043 | 2933.773 | 4351.4188 | 4133.8479 | 3916.2769 | 3698.706 | 3481.135 | 3481.135 | 3481.135 | 3481.135 | 3481.135 | 66.5338 | 66.5338 | 66.5338 | 66.5338 | 66.5338 | 66.5338 | 66.5338 | 66.5338 | 66.5338 | 66.5338 | 66.5338 | 0.1 |  |  |  |  | 0.47426 | 0.47426 | 0.47426 | 0.38 | 0.28579 | 0.28579 | 0.28579 | 0.2089 | 0.55186 | 0.55186 | 0.55186 | 0.48899 | [120 empty] | 1 | 2.7963
R1 | EWNDOFS2C | Offshore Shallow Wind Class 2 Cost Category C |  | ELCWND | ELC | 2015 | 30 | 0.35761 | 31.536 | 0.5 | [9 empty] | 1.0137 |  | 4358.9159 | 3051.2411 | 4519.2304 | 4293.2689 | 4067.3074 | 3841.3459 | 3615.3843 | 3615.3843 | 3615.3843 | 3615.3843 | 3615.3843 | 66.5338 | 66.5338 | 66.5338 | 66.5338 | 66.5338 | 66.5338 | 66.5338 | 66.5338 | 66.5338 | 66.5338 | 66.5338 | 0.1 |  |  |  |  | 0.47426 | 0.47426 | 0.47426 | 0.38 | 0.28579 | 0.28579 | 0.28579 | 0.2089 | 0.55186 | 0.55186 | 0.55186 | 0.48899 | [120 empty] | 1 | 2.7963
R1 | EWNDOFS2D | Offshore Shallow Wind Class 2 Cost Category D |  | ELCWND | ELC | 2015 | 30 | 0.35761 | 31.536 | 0.5 | [9 empty] | 1.0493 |  | 4543.8911 | 3180.7238 | 4704.2057 | 4468.9954 | 4233.7851 | 3998.5748 | 3763.3645 | 3763.3645 | 3763.3645 | 3763.3645 | 3763.3645 | 66.5338 | 66.5338 | 66.5338 | 66.5338 | 66.5338 | 66.5338 | 66.5338 | 66.5338 | 66.5338 | 66.5338 | 66.5338 | 0.1 |  |  |  |  | 0.47426 | 0.47426 | 0.47426 | 0.38 | 0.28579 | 0.28579 | 0.28579 | 0.2089 | 0.55186 | 0.55186 | 0.55186 | 0.48899 | [120 empty] | 1 | 2.7963
R1 | EWNDOFS2E | Offshore Shallow Wind Class 2 Cost Category E |  | ELCWND | ELC | 2015 | 30 | 0.35761 | 31.536 | 0.5 | [9 empty] | 3.1903 |  | 4711.2718 | 3297.8903 | 4871.5864 | 4628.007 | 4384.4277 | 4140.8484 | 3897.2691 | 3897.2691 | 3897.2691 | 3897.2691 | 3897.2691 | 66.5338 | 66.5338 | 66.5338 | 66.5338 | 66.5338 | 66.5338 | 66.5338 | 66.5338 | 66.5338 | 66.5338 | 66.5338 | 0.1 |  |  |  |  | 0.47426 | 0.47426 | 0.47426 | 0.38 | 0.28579 | 0.28579 | 0.28579 | 0.2089 | 0.55186 | 0.55186 | 0.55186 | 0.48899 | [120 empty] | 1 | 2.7963
R1 | EWNDOFS3A | Offshore Shallow Wind Class 3 Cost Category A |  | ELCWND | ELC | 2015 | 30 | 0.35761 | 31.536 | 0.5 | [9 empty] | 3.079 |  | 4115.4487 | 2880.8141 | 4275.7632 | 4061.9751 | 3848.1869 | 3634.3988 | 3420.6106 | 3420.6106 | 3420.6106 | 3420.6106 | 3420.6106 | 66.5338 | 66.5338 | 66.5338 | 66.5338 | 66.5338 | 66.5338 | 66.5338 | 66.5338 | 66.5338 | 66.5338 | 66.5338 | 0.1 |  |  |  |  | 0.51325 | 0.51325 | 0.51325 | 0.41125 | 0.30929 | 0.30929 | 0.30929 | 0.22608 | 0.59724 | 0.59724 | 0.59724 | 0.52919 | [120 empty] | 1 | 2.7963
R1 | EWNDOFS3B | Offshore Shallow Wind Class 3 Cost Category B |  | ELCWND | ELC | 2015 | 30 | 0.35761 | 31.536 | 0.5 | [9 empty] | 3.3723 |  | 4213.5128 | 2949.459 | 4373.8273 | 4155.136 | 3936.4446 | 3717.7532 | 3499.0619 | 3499.0619 | 3499.0619 | 3499.0619 | 3499.0619 | 66.5338 | 66.5338 | 66.5338 | 66.5338 | 66.5338 | 66.5338 | 66.5338 | 66.5338 | 66.5338 | 66.5338 | 66.5338 | 0.1 |  |  |  |  | 0.51325 | 0.51325 | 0.51325 | 0.41125 | 0.30929 | 0.30929 | 0.30929 | 0.22608 | 0.59724 | 0.59724 | 0.59724 | 0.52919 | [120 empty] | 1 | 2.7963
R1 | EWNDOFS3C | Offshore Shallow Wind Class 3 Cost Category C |  | ELCWND | ELC | 2015 | 30 | 0.35761 | 31.536 | 0.5 | [9 empty] | 2.4622 |  | 4284.1719 | 2998.9203 | 4444.4864 | 4222.2621 | 4000.0377 | 3777.8134 | 3555.5891 | 3555.5891 | 3555.5891 | 3555.5891 | 3555.5891 | 66.5338 | 66.5338 | 66.5338 | 66.5338 | 66.5338 | 66.5338 | 66.5338 | 66.5338 | 66.5338 | 66.5338 | 66.5338 | 0.1 |  |  |  |  | 0.51325 | 0.51325 | 0.51325 | 0.41125 | 0.30929 | 0.30929 | 0.30929 | 0.22608 | 0.59724 | 0.59724 | 0.59724 | 0.52919 | [120 empty] | 1 | 2.7963
R1 | EWNDOFS3D | Offshore Shallow Wind Class 3 Cost Category D |  | ELCWND | ELC | 2015 | 30 | 0.35761 | 31.536 | 0.5 | [9 empty] | 4.1486 |  | 4417.541 | 3092.2787 | 4577.8555 | 4348.9627 | 4120.07 | 3891.1772 | 3662.2844 | 3662.2844 | 3662.2844 | 3662.2844 | 3662.2844 | 66.5338 | 66.5338 | 66.5338 | 66.5338 | 66.5338 | 66.5338 | 66.5338 | 66.5338 | 66.5338 | 66.5338 | 66.5338 | 0.1 |  |  |  |  | 0.51325 | 0.51325 | 0.51325 | 0.41125 | 0.30929 | 0.30929 | 0.30929 | 0.22608 | 0.59724 | 0.59724 | 0.59724 | 0.52919 | [120 empty] | 1 | 2.7963
R1 | EWNDOFS3E | Offshore Shallow Wind Class 3 Cost Category E |  | ELCWND | ELC | 2015 | 30 | 0.35761 | 31.536 | 0.5 | [9 empty] | 1.8479 |  | 4667.1689 | 3267.0182 | 4827.4834 | 4586.1093 | 4344.7351 | 4103.3609 | 3861.9867 | 3861.9867 | 3861.9867 | 3861.9867 | 3861.9867 | 66.5338 | 66.5338 | 66.5338 | 66.5338 | 66.5338 | 66.5338 | 66.5338 | 66.5338 | 66.5338 | 66.5338 | 66.5338 | 0.1 |  |  |  |  | 0.51325 | 0.51325 | 0.51325 | 0.41125 | 0.30929 | 0.30929 | 0.30929 | 0.22608 | 0.59724 | 0.59724 | 0.59724 | 0.52919 | [120 empty] | 1 | 2.7963
R1 | EWNDOFS4A | Offshore Shallow Wind Class 4 Cost Category A |  | ELCWND | ELC | 2015 | 30 | 0.35761 | 31.536 | 0.5 | [9 empty] | 1.9252 |  | 4112.8994 | 2879.0295 | 4273.2139 | 4059.5532 | 3845.8925 | 3632.2318 | 3418.5711 | 3418.5711 | 3418.5711 | 3418.5711 | 3418.5711 | 66.5338 | 66.5338 | 66.5338 | 66.5338 | 66.5338 | 66.5338 | 66.5338 | 66.5338 | 66.5338 | 66.5338 | 66.5338 | 0.1 |  |  |  |  | 0.55046 | 0.55046 | 0.55046 | 0.44106 | 0.33171 | 0.33171 | 0.33171 | 0.24247 | 0.64053 | 0.64053 | 0.64053 | 0.56755 | [120 empty] | 1 | 2.7963
R1 | EWNDOFS4B | Offshore Shallow Wind Class 4 Cost Category B |  | ELCWND | ELC | 2015 | 30 | 0.35761 | 31.536 | 0.5 | [9 empty] | 2.8034 |  | 4159.2656 | 2911.4859 | 4319.5801 | 4103.6011 | 3887.6221 | 3671.6431 | 3455.6641 | 3455.6641 | 3455.6641 | 3455.6641 | 3455.6641 | 66.5338 | 66.5338 | 66.5338 | 66.5338 | 66.5338 | 66.5338 | 66.5338 | 66.5338 | 66.5338 | 66.5338 | 66.5338 | 0.1 |  |  |  |  | 0.55046 | 0.55046 | 0.55046 | 0.44106 | 0.33171 | 0.33171 | 0.33171 | 0.24247 | 0.64053 | 0.64053 | 0.64053 | 0.56755 | [120 empty] | 1 | 2.7963
R1 | EWNDOFS4C | Offshore Shallow Wind Class 4 Cost Category C |  | ELCWND | ELC | 2015 | 30 | 0.35761 | 31.536 | 0.5 | [9 empty] | 1.1014 |  | 4197.0966 | 2937.9676 | 4357.4112 | 4139.5406 | 3921.67 | 3703.7995 | 3485.9289 | 3485.9289 | 3485.9289 | 3485.9289 | 3485.9289 | 66.5338 | 66.5338 | 66.5338 | 66.5338 | 66.5338 | 66.5338 | 66.5338 | 66.5338 | 66.5338 | 66.5338 | 66.5338 | 0.1 |  |  |  |  | 0.55046 | 0.55046 | 0.55046 | 0.44106 | 0.33171 | 0.33171 | 0.33171 | 0.24247 | 0.64053 | 0.64053 | 0.64053 | 0.56755 | [120 empty] | 1 | 2.7963
R1 | EWNDOFS4D | Offshore Shallow Wind Class 4 Cost Category D |  | ELCWND | ELC | 2015 | 30 | 0.35761 | 31.536 | 0.5 | [9 empty] | 0 |  | 4232.121 | 2962.4847 | 4392.4356 | 4172.8138 | 3953.192 | 3733.5702 | 3513.9485 | 3513.9485 | 3513.9485 | 3513.9485 | 3513.9485 | 66.5338 | 66.5338 | 66.5338 | 66.5338 | 66.5338 | 66.5338 | 66.5338 | 66.5338 | 66.5338 | 66.5338 | 66.5338 | 0.1 |  |  |  |  | 0.55046 | 0.55046 | 0.55046 | 0.44106 | 0.33171 | 0.33171 | 0.33171 | 0.24247 | 0.64053 | 0.64053 | 0.64053 | 0.56755 | [120 empty] | 1 | 2.7963
R1 | EWNDOFS4E | Offshore Shallow Wind Class 4 Cost Category E |  | ELCWND | ELC | 2015 | 30 | 0.35761 | 31.536 | 0.5 | [9 empty] | 0 |  | 4320.5368 | 3024.3757 | 4480.8513 | 4256.8087 | 4032.7661 | 3808.7236 | 3584.681 | 3584.681 | 3584.681 | 3584.681 | 3584.681 | 66.5338 | 66.5338 | 66.5338 | 66.5338 | 66.5338 | 66.5338 | 66.5338 | 66.5338 | 66.5338 | 66.5338 | 66.5338 | 0.1 |  |  |  |  | 0.55046 | 0.55046 | 0.55046 | 0.44106 | 0.33171 | 0.33171 | 0.33171 | 0.24247 | 0.64053 | 0.64053 | 0.64053 | 0.56755 | [120 empty] | 1 | 2.7963
R1 | EWNDOFS5A | Offshore Shallow Wind Class 5 Cost Category A |  | ELCWND | ELC | 2015 | 30 | 0.35761 | 31.536 | 0.5 | [9 empty] | 0 |  | 4026.1252 | 2818.2877 | 4186.4398 | 3977.1178 | 3767.7958 | 3558.4738 | 3349.1518 | 3349.1518 | 3349.1518 | 3349.1518 | 3349.1518 | 66.5338 | 66.5338 | 66.5338 | 66.5338 | 66.5338 | 66.5338 | 66.5338 | 66.5338 | 66.5338 | 66.5338 | 66.5338 | 0.1 |  |  |  |  | 0.59375 | 0.59375 | 0.59375 | 0.47574 | 0.3578 | 0.3578 | 0.3578 | 0.26153 | 0.6909 | 0.6909 | 0.6909 | 0.61219 | [120 empty] | 1 | 2.7963
R1 | EWNDOFS5B | Offshore Shallow Wind Class 5 Cost Category B |  | ELCWND | ELC | 2015 | 30 | 0.35761 | 31.536 | 0.5 | [9 empty] | 0 |  | 4026.1252 | 2818.2877 | 4186.4398 | 3977.1178 | 3767.7958 | 3558.4738 | 3349.1518 | 3349.1518 | 3349.1518 | 3349.1518 | 3349.1518 | 66.5338 | 66.5338 | 66.5338 | 66.5338 | 66.5338 | 66.5338 | 66.5338 | 66.5338 | 66.5338 | 66.5338 | 66.5338 | 0.1 |  |  |  |  | 0.59375 | 0.59375 | 0.59375 | 0.47574 | 0.3578 | 0.3578 | 0.3578 | 0.26153 | 0.6909 | 0.6909 | 0.6909 | 0.61219 | [120 empty] | 1 | 2.7963
R1 | EWNDOFS5C | Offshore Shallow Wind Class 5 Cost Category C |  | ELCWND | ELC | 2015 | 30 | 0.35761 | 31.536 | 0.5 | [9 empty] | 0 |  | 4026.1252 | 2818.2877 | 4186.4398 | 3977.1178 | 3767.7958 | 3558.4738 | 3349.1518 | 3349.1518 | 3349.1518 | 3349.1518 | 3349.1518 | 66.5338 | 66.5338 | 66.5338 | 66.5338 | 66.5338 | 66.5338 | 66.5338 | 66.5338 | 66.5338 | 66.5338 | 66.5338 | 0.1 |  |  |  |  | 0.59375 | 0.59375 | 0.59375 | 0.47574 | 0.3578 | 0.3578 | 0.3578 | 0.26153 | 0.6909 | 0.6909 | 0.6909 | 0.61219 | [120 empty] | 1 | 2.7963
R1 | EWNDOFS5D | Offshore Shallow Wind Class 5 Cost Category D |  | ELCWND | ELC | 2015 | 30 | 0.35761 | 31.536 | 0.5 | [9 empty] | 0 |  | 4026.1252 | 2818.2877 | 4186.4398 | 3977.1178 | 3767.7958 | 3558.4738 | 3349.1518 | 3349.1518 | 3349.1518 | 3349.1518 | 3349.1518 | 66.5338 | 66.5338 | 66.5338 | 66.5338 | 66.5338 | 66.5338 | 66.5338 | 66.5338 | 66.5338 | 66.5338 | 66.5338 | 0.1 |  |  |  |  | 0.59375 | 0.59375 | 0.59375 | 0.47574 | 0.3578 | 0.3578 | 0.3578 | 0.26153 | 0.6909 | 0.6909 | 0.6909 | 0.61219 | [120 empty] | 1 | 2.7963
R1 | EWNDOFS5E | Offshore Shallow Wind Class 5 Cost Category E |  | ELCWND | ELC | 2015 | 30 | 0.35761 | 31.536 | 0.5 | [9 empty] | 0 |  | 4026.1252 | 2818.2877 | 4186.4398 | 3977.1178 | 3767.7958 | 3558.4738 | 3349.1518 | 3349.1518 | 3349.1518 | 3349.1518 | 3349.1518 | 66.5338 | 66.5338 | 66.5338 | 66.5338 | 66.5338 | 66.5338 | 66.5338 | 66.5338 | 66.5338 | 66.5338 | 66.5338 | 0.1 |  |  |  |  | 0.59375 | 0.59375 | 0.59375 | 0.47574 | 0.3578 | 0.3578 | 0.3578 | 0.26153 | 0.6909 | 0.6909 | 0.6909 | 0.61219 | [120 empty] | 1 | 2.7963
R1 | EWNDOFD1A | Offshore Deep Wind Class 1 Cost Category A |  | ELCWND | ELC | 2015 | 30 | 0.35761 | 31.536 | 0.5 | [9 empty] | 1.1133 |  | 4115.3402 | 2880.7381 | 4275.6547 | 4061.872 | 3848.0892 | 3634.3065 | 3420.5237 | 3420.5237 | 3420.5237 | 3420.5237 | 3420.5237 | 66.5338 | 66.5338 | 66.5338 | 66.5338 | 66.5338 | 66.5338 | 66.5338 | 66.5338 | 66.5338 | 66.5338 | 66.5338 | 0.1 |  |  |  |  | 0.43407 | 0.43407 | 0.43407 | 0.3478 | 0.26158 | 0.26158 | 0.26158 | 0.1912 | 0.5051 | 0.5051 | 0.5051 | 0.44755 | [120 empty] | 1 | 2.7963
R1 | EWNDOFD1B | Offshore Deep Wind Class 1 Cost Category B |  | ELCWND | ELC | 2015 | 30 | 0.35761 | 31.536 | 0.5 | [9 empty] | 0.75719 |  | 4255.5326 | 2978.8728 | 4415.8471 | 4195.0548 | 3974.2624 | 3753.4701 | 3532.6777 | 3532.6777 | 3532.6777 | 3532.6777 | 3532.6777 | 66.5338 | 66.5338 | 66.5338 | 66.5338 | 66.5338 | 66.5338 | 66.5338 | 66.5338 | 66.5338 | 66.5338 | 66.5338 | 0.1 |  |  |  |  | 0.43407 | 0.43407 | 0.43407 | 0.3478 | 0.26158 | 0.26158 | 0.26158 | 0.1912 | 0.5051 | 0.5051 | 0.5051 | 0.44755 | [120 empty] | 1 | 2.7963
R1 | EWNDOFD1C | Offshore Deep Wind Class 1 Cost Category C |  | ELCWND | ELC | 2015 | 30 | 0.35761 | 31.536 | 0.5 | [9 empty] | 0.47011 |  | 4391.3762 | 3073.9633 | 4551.6907 | 4324.1062 | 4096.5217 | 3868.9371 | 3641.3526 | 3641.3526 | 3641.3526 | 3641.3526 | 3641.3526 | 66.5338 | 66.5338 | 66.5338 | 66.5338 | 66.5338 | 66.5338 | 66.5338 | 66.5338 | 66.5338 | 66.5338 | 66.5338 | 0.1 |  |  |  |  | 0.43407 | 0.43407 | 0.43407 | 0.3478 | 0.26158 | 0.26158 | 0.26158 | 0.1912 | 0.5051 | 0.5051 | 0.5051 | 0.44755 | [120 empty] | 1 | 2.7963
R1 | EWNDOFD1D | Offshore Deep Wind Class 1 Cost Category D |  | ELCWND | ELC | 2015 | 30 | 0.35761 | 31.536 | 0.5 | [9 empty] | 0.75828 |  | 4603.668 | 3222.5676 | 4763.9825 | 4525.7834 | 4287.5843 | 4049.3852 | 3811.186 | 3811.186 | 3811.186 | 3811.186 | 3811.186 | 66.5338 | 66.5338 | 66.5338 | 66.5338 | 66.5338 | 66.5338 | 66.5338 | 66.5338 | 66.5338 | 66.5338 | 66.5338 | 0.1 |  |  |  |  | 0.43407 | 0.43407 | 0.43407 | 0.3478 | 0.26158 | 0.26158 | 0.26158 | 0.1912 | 0.5051 | 0.5051 | 0.5051 | 0.44755 | [120 empty] | 1 | 2.7963
R1 | EWNDOFD1E | Offshore Deep Wind Class 1 Cost Category E |  | ELCWND | ELC | 2015 | 30 | 0.35761 | 31.536 | 0.5 | [9 empty] | 1.1667 |  | 4722.7725 | 3305.9407 | 4883.087 | 4638.9327 | 4394.7783 | 4150.624 | 3906.4696 | 3906.4696 | 3906.4696 | 3906.4696 | 3906.4696 | 66.5338 | 66.5338 | 66.5338 | 66.5338 | 66.5338 | 66.5338 | 66.5338 | 66.5338 | 66.5338 | 66.5338 | 66.5338 | 0.1 |  |  |  |  | 0.43407 | 0.43407 | 0.43407 | 0.3478 | 0.26158 | 0.26158 | 0.26158 | 0.1912 | 0.5051 | 0.5051 | 0.5051 | 0.44755 | [120 empty] | 1 | 2.7963
R1 | EWNDOFD2A | Offshore Deep Wind Class 2 Cost Category A |  | ELCWND | ELC | 2015 | 30 | 0.35761 | 31.536 | 0.5 | [9 empty] | 1.1133 |  | 4189.2652 | 2932.4857 | 4349.5797 | 4132.1008 | 3914.6218 | 3697.1428 | 3479.6638 | 3479.6638 | 3479.6638 | 3479.6638 | 3479.6638 | 66.5338 | 66.5338 | 66.5338 | 66.5338 | 66.5338 | 66.5338 | 66.5338 | 66.5338 | 66.5338 | 66.5338 | 66.5338 | 0.1 |  |  |  |  | 0.54175 | 0.54175 | 0.54175 | 0.43408 | 0.32647 | 0.32647 | 0.32647 | 0.23863 | 0.6304 | 0.6304 | 0.6304 | 0.55858 | [120 empty] | 1 | 2.7963
R1 | EWNDOFD2B | Offshore Deep Wind Class 2 Cost Category B |  | ELCWND | ELC | 2015 | 30 | 0.35761 | 31.536 | 0.5 | [9 empty] | 0.75719 |  | 4416.9793 | 3091.8855 | 4577.2938 | 4348.4291 | 4119.5644 | 3890.6997 | 3661.835 | 3661.835 | 3661.835 | 3661.835 | 3661.835 | 66.5338 | 66.5338 | 66.5338 | 66.5338 | 66.5338 | 66.5338 | 66.5338 | 66.5338 | 66.5338 | 66.5338 | 66.5338 | 0.1 |  |  |  |  | 0.54175 | 0.54175 | 0.54175 | 0.43408 | 0.32647 | 0.32647 | 0.32647 | 0.23863 | 0.6304 | 0.6304 | 0.6304 | 0.55858 | [120 empty] | 1 | 2.7963
R1 | EWNDOFD2C | Offshore Deep Wind Class 2 Cost Category C |  | ELCWND | ELC | 2015 | 30 | 0.35761 | 31.536 | 0.5 | [9 empty] | 0.47011 |  | 4684.0427 | 3278.8299 | 4844.3572 | 4602.1394 | 4359.9215 | 4117.7037 | 3875.4858 | 3875.4858 | 3875.4858 | 3875.4858 | 3875.4858 | 66.5338 | 66.5338 | 66.5338 | 66.5338 | 66.5338 | 66.5338 | 66.5338 | 66.5338 | 66.5338 | 66.5338 | 66.5338 | 0.1 |  |  |  |  | 0.54175 | 0.54175 | 0.54175 | 0.43408 | 0.32647 | 0.32647 | 0.32647 | 0.23863 | 0.6304 | 0.6304 | 0.6304 | 0.55858 | [120 empty] | 1 | 2.7963
R1 | EWNDOFD2D | Offshore Deep Wind Class 2 Cost Category D |  | ELCWND | ELC | 2015 | 30 | 0.35761 | 31.536 | 0.5 | [9 empty] | 0.75828 |  | 4804.2566 | 3362.9796 | 4964.5711 | 4716.3426 | 4468.114 | 4219.8855 | 3971.6569 | 3971.6569 | 3971.6569 | 3971.6569 | 3971.6569 | 66.5338 | 66.5338 | 66.5338 | 66.5338 | 66.5338 | 66.5338 | 66.5338 | 66.5338 | 66.5338 | 66.5338 | 66.5338 | 0.1 |  |  |  |  | 0.54175 | 0.54175 | 0.54175 | 0.43408 | 0.32647 | 0.32647 | 0.32647 | 0.23863 | 0.6304 | 0.6304 | 0.6304 | 0.55858 | [120 empty] | 1 | 2.7963
R1 | EWNDOFD2E | Offshore Deep Wind Class 2 Cost Category E |  | ELCWND | ELC | 2015 | 30 | 0.35761 | 31.536 | 0.5 | [9 empty] | 1.1667 |  | 4872.121 | 3410.4847 | 5032.4355 | 4780.8138 | 4529.192 | 4277.5702 | 4025.9484 | 4025.9484 | 4025.9484 | 4025.9484 | 4025.9484 | 66.5338 | 66.5338 | 66.5338 | 66.5338 | 66.5338 | 66.5338 | 66.5338 | 66.5338 | 66.5338 | 66.5338 | 66.5338 | 0.1 |  |  |  |  | 0.54175 | 0.54175 | 0.54175 | 0.43408 | 0.32647 | 0.32647 | 0.32647 | 0.23863 | 0.6304 | 0.6304 | 0.6304 | 0.55858 | [120 empty] | 1 | 2.7963
R1 | EWNDOFD3A | Offshore Deep Wind Class 3 Cost Category A |  | ELCWND | ELC | 2015 | 30 | 0.35761 | 31.536 | 0.5 | [9 empty] | 4.4993 |  | 4161.746 | 2913.2222 | 4322.0605 | 4105.9575 | 3889.8544 | 3673.7514 | 3457.6484 | 3457.6484 | 3457.6484 | 3457.6484 | 3457.6484 | 66.5338 | 66.5338 | 66.5338 | 66.5338 | 66.5338 | 66.5338 | 66.5338 | 66.5338 | 66.5338 | 66.5338 | 66.5338 | 0.1 |  |  |  |  | 0.57789 | 0.57789 | 0.57789 | 0.46304 | 0.34824 | 0.34824 | 0.34824 | 0.25455 | 0.67245 | 0.67245 | 0.67245 | 0.59583 | [120 empty] | 1 | 2.7963
R1 | EWNDOFD3B | Offshore Deep Wind Class 3 Cost Category B |  | ELCWND | ELC | 2015 | 30 | 0.35761 | 31.536 | 0.5 | [9 empty] | 6.2165 |  | 4277.0704 | 2993.9493 | 4437.385 | 4215.5157 | 3993.6465 | 3771.7772 | 3549.908 | 3549.908 | 3549.908 | 3549.908 | 3549.908 | 66.5338 | 66.5338 | 66.5338 | 66.5338 | 66.5338 | 66.5338 | 66.5338 | 66.5338 | 66.5338 | 66.5338 | 66.5338 | 0.1 |  |  |  |  | 0.57789 | 0.57789 | 0.57789 | 0.46304 | 0.34824 | 0.34824 | 0.34824 | 0.25455 | 0.67245 | 0.67245 | 0.67245 | 0.59583 | [120 empty] | 1 | 2.7963
R1 | EWNDOFD3C | Offshore Deep Wind Class 3 Cost Category C |  | ELCWND | ELC | 2015 | 30 | 0.35761 | 31.536 | 0.5 | [9 empty] | 4.3783 |  | 4432.3624 | 3102.6537 | 4592.6769 | 4363.0431 | 4133.4092 | 3903.7754 | 3674.1415 | 3674.1415 | 3674.1415 | 3674.1415 | 3674.1415 | 66.5338 | 66.5338 | 66.5338 | 66.5338 | 66.5338 | 66.5338 | 66.5338 | 66.5338 | 66.5338 | 66.5338 | 66.5338 | 0.1 |  |  |  |  | 0.57789 | 0.57789 | 0.57789 | 0.46304 | 0.34824 | 0.34824 | 0.34824 | 0.25455 | 0.67245 | 0.67245 | 0.67245 | 0.59583 | [120 empty] | 1 | 2.7963
R1 | EWNDOFD3D | Offshore Deep Wind Class 3 Cost Category D |  | ELCWND | ELC | 2015 | 30 | 0.35761 | 31.536 | 0.5 | [9 empty] | 7.8732 |  | 4615.7442 | 3231.0209 | 4776.0587 | 4537.2558 | 4298.4528 | 4059.6499 | 3820.847 | 3820.847 | 3820.847 | 3820.847 | 3820.847 | 66.5338 | 66.5338 | 66.5338 | 66.5338 | 66.5338 | 66.5338 | 66.5338 | 66.5338 | 66.5338 | 66.5338 | 66.5338 | 0.1 |  |  |  |  | 0.57789 | 0.57789 | 0.57789 | 0.46304 | 0.34824 | 0.34824 | 0.34824 | 0.25455 | 0.67245 | 0.67245 | 0.67245 | 0.59583 | [120 empty] | 1 | 2.7963
R1 | EWNDOFD3E | Offshore Deep Wind Class 3 Cost Category E |  | ELCWND | ELC | 2015 | 30 | 0.35761 | 31.536 | 0.5 | [9 empty] | 5.6588 |  | 4855.6157 | 3398.931 | 5015.9303 | 4765.1337 | 4514.3372 | 4263.5407 | 4012.7442 | 4012.7442 | 4012.7442 | 4012.7442 | 4012.7442 | 66.5338 | 66.5338 | 66.5338 | 66.5338 | 66.5338 | 66.5338 | 66.5338 | 66.5338 | 66.5338 | 66.5338 | 66.5338 | 0.1 |  |  |  |  | 0.57789 | 0.57789 | 0.57789 | 0.46304 | 0.34824 | 0.34824 | 0.34824 | 0.25455 | 0.67245 | 0.67245 | 0.67245 | 0.59583 | [120 empty] | 1 | 2.7963
R1 | EWNDOFD4A | Offshore Deep Wind Class 4 Cost Category A |  | ELCWND | ELC | 2015 | 30 | 0.35761 | 31.536 | 0.5 | [9 empty] | 0.068379 |  | 4166.4509 | 2916.5157 | 4326.7655 | 4110.4272 | 3894.0889 | 3677.7506 | 3461.4124 | 3461.4124 | 3461.4124 | 3461.4124 | 3461.4124 | 66.5338 | 66.5338 | 66.5338 | 66.5338 | 66.5338 | 66.5338 | 66.5338 | 66.5338 | 66.5338 | 66.5338 | 66.5338 | 0.1 |  |  |  |  | 0.60734 | 0.60734 | 0.60734 | 0.48664 | 0.36599 | 0.36599 | 0.36599 | 0.26752 | 0.70672 | 0.70672 | 0.70672 | 0.6262 | [120 empty] | 1 | 2.7963
R1 | EWNDOFD4B | Offshore Deep Wind Class 4 Cost Category B |  | ELCWND | ELC | 2015 | 30 | 0.35761 | 31.536 | 0.5 | [9 empty] | 0.055626 |  | 4170.8206 | 2919.5744 | 4331.1351 | 4114.5783 | 3898.0216 | 3681.4648 | 3464.9081 | 3464.9081 | 3464.9081 | 3464.9081 | 3464.9081 | 66.5338 | 66.5338 | 66.5338 | 66.5338 | 66.5338 | 66.5338 | 66.5338 | 66.5338 | 66.5338 | 66.5338 | 66.5338 | 0.1 |  |  |  |  | 0.60734 | 0.60734 | 0.60734 | 0.48664 | 0.36599 | 0.36599 | 0.36599 | 0.26752 | 0.70672 | 0.70672 | 0.70672 | 0.6262 | [120 empty] | 1 | 2.7963
R1 | EWNDOFD4C | Offshore Deep Wind Class 4 Cost Category C |  | ELCWND | ELC | 2015 | 30 | 0.35761 | 31.536 | 0.5 | [9 empty] | 0.039209 |  | 4173.6083 | 2921.5258 | 4333.9229 | 4117.2267 | 3900.5306 | 3683.8344 | 3467.1383 | 3467.1383 | 3467.1383 | 3467.1383 | 3467.1383 | 66.5338 | 66.5338 | 66.5338 | 66.5338 | 66.5338 | 66.5338 | 66.5338 | 66.5338 | 66.5338 | 66.5338 | 66.5338 | 0.1 |  |  |  |  | 0.60734 | 0.60734 | 0.60734 | 0.48664 | 0.36599 | 0.36599 | 0.36599 | 0.26752 | 0.70672 | 0.70672 | 0.70672 | 0.6262 | [120 empty] | 1 | 2.7963
R1 | EWNDOFD4D | Offshore Deep Wind Class 4 Cost Category D |  | ELCWND | ELC | 2015 | 30 | 0.35761 | 31.536 | 0.5 | [9 empty] | 0.039616 |  | 4176.4785 | 2923.5349 | 4336.793 | 4119.9533 | 3903.1137 | 3686.274 | 3469.4344 | 3469.4344 | 3469.4344 | 3469.4344 | 3469.4344 | 66.5338 | 66.5338 | 66.5338 | 66.5338 | 66.5338 | 66.5338 | 66.5338 | 66.5338 | 66.5338 | 66.5338 | 66.5338 | 0.1 |  |  |  |  | 0.60734 | 0.60734 | 0.60734 | 0.48664 | 0.36599 | 0.36599 | 0.36599 | 0.26752 | 0.70672 | 0.70672 | 0.70672 | 0.6262 | [120 empty] | 1 | 2.7963
R1 | EWNDOFD4E | Offshore Deep Wind Class 4 Cost Category E |  | ELCWND | ELC | 2015 | 30 | 0.35761 | 31.536 | 0.5 | [9 empty] | 0.029712 |  | 4180.348 | 2926.2436 | 4340.6626 | 4123.6294 | 3906.5963 | 3689.5632 | 3472.53 | 3472.53 | 3472.53 | 3472.53 | 3472.53 | 66.5338 | 66.5338 | 66.5338 | 66.5338 | 66.5338 | 66.5338 | 66.5338 | 66.5338 | 66.5338 | 66.5338 | 66.5338 | 0.1 |  |  |  |  | 0.60734 | 0.60734 | 0.60734 | 0.48664 | 0.36599 | 0.36599 | 0.36599 | 0.26752 | 0.70672 | 0.70672 | 0.70672 | 0.6262 | [120 empty] | 1 | 2.7963
R1 | EWNDOFD5A | Offshore Deep Wind Class 5 Cost Category A |  | ELCWND | ELC | 2015 | 30 | 0.35761 | 31.536 | 0.5 | [9 empty] | 0 |  | 4026.1252 | 2818.2877 | 4186.4398 | 3977.1178 | 3767.7958 | 3558.4738 | 3349.1518 | 3349.1518 | 3349.1518 | 3349.1518 | 3349.1518 | 66.5338 | 66.5338 | 66.5338 | 66.5338 | 66.5338 | 66.5338 | 66.5338 | 66.5338 | 66.5338 | 66.5338 | 66.5338 | 0.1 |  |  |  |  | 0.63 | 0.63 | 0.63 | 0.50479 | 0.37964 | 0.37964 | 0.37964 | 0.2775 | 0.73309 | 0.73309 | 0.73309 | 0.64957 | [120 empty] | 1 | 2.7963
R1 | EWNDOFD5B | Offshore Deep Wind Class 5 Cost Category B |  | ELCWND | ELC | 2015 | 30 | 0.35761 | 31.536 | 0.5 | [9 empty] | 0 |  | 4026.1252 | 2818.2877 | 4186.4398 | 3977.1178 | 3767.7958 | 3558.4738 | 3349.1518 | 3349.1518 | 3349.1518 | 3349.1518 | 3349.1518 | 66.5338 | 66.5338 | 66.5338 | 66.5338 | 66.5338 | 66.5338 | 66.5338 | 66.5338 | 66.5338 | 66.5338 | 66.5338 | 0.1 |  |  |  |  | 0.63 | 0.63 | 0.63 | 0.50479 | 0.37964 | 0.37964 | 0.37964 | 0.2775 | 0.73309 | 0.73309 | 0.73309 | 0.64957 | [120 empty] | 1 | 2.7963
R1 | EWNDOFD5C | Offshore Deep Wind Class 5 Cost Category C |  | ELCWND | ELC | 2015 | 30 | 0.35761 | 31.536 | 0.5 | [9 empty] | 0 |  | 4026.1252 | 2818.2877 | 4186.4398 | 3977.1178 | 3767.7958 | 3558.4738 | 3349.1518 | 3349.1518 | 3349.1518 | 3349.1518 | 3349.1518 | 66.5338 | 66.5338 | 66.5338 | 66.5338 | 66.5338 | 66.5338 | 66.5338 | 66.5338 | 66.5338 | 66.5338 | 66.5338 | 0.1 |  |  |  |  | 0.63 | 0.63 | 0.63 | 0.50479 | 0.37964 | 0.37964 | 0.37964 | 0.2775 | 0.73309 | 0.73309 | 0.73309 | 0.64957 | [120 empty] | 1 | 2.7963
R1 | EWNDOFD5D | Offshore Deep Wind Class 5 Cost Category D |  | ELCWND | ELC | 2015 | 30 | 0.35761 | 31.536 | 0.5 | [9 empty] | 0 |  | 4026.1252 | 2818.2877 | 4186.4398 | 3977.1178 | 3767.7958 | 3558.4738 | 3349.1518 | 3349.1518 | 3349.1518 | 3349.1518 | 3349.1518 | 66.5338 | 66.5338 | 66.5338 | 66.5338 | 66.5338 | 66.5338 | 66.5338 | 66.5338 | 66.5338 | 66.5338 | 66.5338 | 0.1 |  |  |  |  | 0.63 | 0.63 | 0.63 | 0.50479 | 0.37964 | 0.37964 | 0.37964 | 0.2775 | 0.73309 | 0.73309 | 0.73309 | 0.64957 | [120 empty] | 1 | 2.7963
R1 | EWNDOFD5E | Offshore Deep Wind Class 5 Cost Category E |  | ELCWND | ELC | 2015 | 30 | 0.35761 | 31.536 | 0.5 | [9 empty] | 0 |  | 4026.1252 | 2818.2877 | 4186.4398 | 3977.1178 | 3767.7958 | 3558.4738 | 3349.1518 | 3349.1518 | 3349.1518 | 3349.1518 | 3349.1518 | 66.5338 | 66.5338 | 66.5338 | 66.5338 | 66.5338 | 66.5338 | 66.5338 | 66.5338 | 66.5338 | 66.5338 | 66.5338 | 0.1 |  |  |  |  | 0.63 | 0.63 | 0.63 | 0.50479 | 0.37964 | 0.37964 | 0.37964 | 0.2775 | 0.73309 | 0.73309 | 0.73309 | 0.64957 | [120 empty] | 1 | 2.7963
* | EWNDON1A | Onshore Wind Class 1 Cost Category A |  | ELCWND | ELC | 2010 | 30 | 0.35761 | 31.536 | 0.5 | [9 empty] | 11.3193 |  | 1869.4422 | 1308.6096 | 1658.8861 | 1654.7389 | 1650.5916 | 1646.4444 | 1642.2972 | 1642.2972 | 1642.2972 | 1642.2972 | 1642.2972 | 28.6729 | 24.5101 | 23.4888 | 23.4888 | 22.4676 | 21.4463 | 21.4463 | 21.4463 | 21.4463 | 21.4463 | 21.4463 | 0.1 |  |  |  |  | 0.35906 | 0.35906 | 0.35906 | 0.2877 | 0.21638 | 0.21638 | 0.21638 | 0.15816 | 0.41782 | 0.41782 | 0.41782 | 0.37021 | [120 empty] | 1 | 2.7963
* | EWNDON1B | Onshore Wind Class 1 Cost Category B |  | ELCWND | ELC | 2010 | 30 | 0.35761 | 31.536 | 0.5 | [9 empty] | 5.1067 |  | 1927.7215 | 1349.4051 | 1717.1654 | 1712.8724 | 1708.5795 | 1704.2866 | 1699.9937 | 1699.9937 | 1699.9937 | 1699.9937 | 1699.9937 | 28.6729 | 24.5101 | 23.4888 | 23.4888 | 22.4676 | 21.4463 | 21.4463 | 21.4463 | 21.4463 | 21.4463 | 21.4463 | 0.1 |  |  |  |  | 0.35906 | 0.35906 | 0.35906 | 0.2877 | 0.21638 | 0.21638 | 0.21638 | 0.15816 | 0.41782 | 0.41782 | 0.41782 | 0.37021 | [120 empty] | 1 | 2.7963
* | EWNDON1C | Onshore Wind Class 1 Cost Category C |  | ELCWND | ELC | 2010 | 30 | 0.35761 | 31.536 | 0.5 | [9 empty] | 3.5797 |  | 2001.9331 | 1401.3532 | 1791.3769 | 1786.8985 | 1782.42 | 1777.9416 | 1773.4631 | 1773.4631 | 1773.4631 | 1773.4631 | 1773.4631 | 28.6729 | 24.5101 | 23.4888 | 23.4888 | 22.4676 | 21.4463 | 21.4463 | 21.4463 | 21.4463 | 21.4463 | 21.4463 | 0.1 |  |  |  |  | 0.35906 | 0.35906 | 0.35906 | 0.2877 | 0.21638 | 0.21638 | 0.21638 | 0.15816 | 0.41782 | 0.41782 | 0.41782 | 0.37021 | [120 empty] | 1 | 2.7963
* | EWNDON1D | Onshore Wind Class 1 Cost Category D |  | ELCWND | ELC | 2010 | 30 | 0.35761 | 31.536 | 0.5 | [9 empty] | 3.5131 |  | 2166.0536 | 1516.2375 | 1955.4974 | 1950.6087 | 1945.7199 | 1940.8312 | 1935.9425 | 1935.9425 | 1935.9425 | 1935.9425 | 1935.9425 | 28.6729 | 24.5101 | 23.4888 | 23.4888 | 22.4676 | 21.4463 | 21.4463 | 21.4463 | 21.4463 | 21.4463 | 21.4463 | 0.1 |  |  |  |  | 0.35906 | 0.35906 | 0.35906 | 0.2877 | 0.21638 | 0.21638 | 0.21638 | 0.15816 | 0.41782 | 0.41782 | 0.41782 | 0.37021 | [120 empty] | 1 | 2.7963
* | EWNDON1E | Onshore Wind Class 1 Cost Category E |  | ELCWND | ELC | 2010 | 30 | 0.35761 | 31.536 | 0.5 | [9 empty] | 5.4469 |  | 2278.1978 | 1594.7385 | 2067.6417 | 2062.4726 | 2057.3034 | 2052.1343 | 2046.9652 | 2046.9652 | 2046.9652 | 2046.9652 | 2046.9652 | 28.6729 | 24.5101 | 23.4888 | 23.4888 | 22.4676 | 21.4463 | 21.4463 | 21.4463 | 21.4463 | 21.4463 | 21.4463 | 0.1 |  |  |  |  | 0.35906 | 0.35906 | 0.35906 | 0.2877 | 0.21638 | 0.21638 | 0.21638 | 0.15816 | 0.41782 | 0.41782 | 0.41782 | 0.37021 | [120 empty] | 1 | 2.7963
* | EWNDON2A | Onshore Wind Class 2 Cost Category A |  | ELCWND | ELC | 2010 | 30 | 0.35761 | 31.536 | 0.5 | [9 empty] | 0.0807 |  | 1857.3446 | 1300.1412 | 1646.7884 | 1642.6714 | 1638.5545 | 1634.4375 | 1630.3205 | 1630.3205 | 1630.3205 | 1630.3205 | 1630.3205 | 28.6729 | 24.5101 | 23.4888 | 23.4888 | 22.4676 | 21.4463 | 21.4463 | 21.4463 | 21.4463 | 21.4463 | 21.4463 | 0.1 |  |  |  |  | 0.43145 | 0.43145 | 0.43145 | 0.3457 | 0.26 | 0.26 | 0.26 | 0.19004 | 0.50205 | 0.50205 | 0.50205 | 0.44485 | [120 empty] | 1 | 2.7963
* | EWNDON2B | Onshore Wind Class 2 Cost Category B |  | ELCWND | ELC | 2010 | 30 | 0.35761 | 31.536 | 0.5 | [9 empty] | 0.1438 |  | 1879.5491 | 1315.6843 | 1668.9929 | 1664.8204 | 1660.6479 | 1656.4754 | 1652.3029 | 1652.3029 | 1652.3029 | 1652.3029 | 1652.3029 | 28.6729 | 24.5101 | 23.4888 | 23.4888 | 22.4676 | 21.4463 | 21.4463 | 21.4463 | 21.4463 | 21.4463 | 21.4463 | 0.1 |  |  |  |  | 0.43145 | 0.43145 | 0.43145 | 0.3457 | 0.26 | 0.26 | 0.26 | 0.19004 | 0.50205 | 0.50205 | 0.50205 | 0.44485 | [120 empty] | 1 | 2.7963
* | EWNDON2C | Onshore Wind Class 2 Cost Category C |  | ELCWND | ELC | 2010 | 30 | 0.35761 | 31.536 | 0.5 | [9 empty] | 0.121 |  | 1914.2739 | 1339.9917 | 1703.7177 | 1699.4584 | 1695.1991 | 1690.9398 | 1686.6805 | 1686.6805 | 1686.6805 | 1686.6805 | 1686.6805 | 28.6729 | 24.5101 | 23.4888 | 23.4888 | 22.4676 | 21.4463 | 21.4463 | 21.4463 | 21.4463 | 21.4463 | 21.4463 | 0.1 |  |  |  |  | 0.43145 | 0.43145 | 0.43145 | 0.3457 | 0.26 | 0.26 | 0.26 | 0.19004 | 0.50205 | 0.50205 | 0.50205 | 0.44485 | [120 empty] | 1 | 2.7963
* | EWNDON2D | Onshore Wind Class 2 Cost Category D |  | ELCWND | ELC | 2010 | 30 | 0.35761 | 31.536 | 0.5 | [9 empty] | 0.109 |  | 1963.7365 | 1374.6155 | 1753.1803 | 1748.7973 | 1744.4144 | 1740.0314 | 1735.6485 | 1735.6485 | 1735.6485 | 1735.6485 | 1735.6485 | 28.6729 | 24.5101 | 23.4888 | 23.4888 | 22.4676 | 21.4463 | 21.4463 | 21.4463 | 21.4463 | 21.4463 | 21.4463 | 0.1 |  |  |  |  | 0.43145 | 0.43145 | 0.43145 | 0.3457 | 0.26 | 0.26 | 0.26 | 0.19004 | 0.50205 | 0.50205 | 0.50205 | 0.44485 | [120 empty] | 1 | 2.7963
* | EWNDON2E | Onshore Wind Class 2 Cost Category E |  | ELCWND | ELC | 2010 | 30 | 0.35761 | 31.536 | 0.5 | [9 empty] | 0.0487 |  | 1988.2902 | 1391.8031 | 1777.734 | 1773.2897 | 1768.8453 | 1764.401 | 1759.9567 | 1759.9567 | 1759.9567 | 1759.9567 | 1759.9567 | 28.6729 | 24.5101 | 23.4888 | 23.4888 | 22.4676 | 21.4463 | 21.4463 | 21.4463 | 21.4463 | 21.4463 | 21.4463 | 0.1 |  |  |  |  | 0.43145 | 0.43145 | 0.43145 | 0.3457 | 0.26 | 0.26 | 0.26 | 0.19004 | 0.50205 | 0.50205 | 0.50205 | 0.44485 | [120 empty] | 1 | 2.7963
* | EWNDON3A | Onshore Wind Class 3 Cost Category A |  | ELCWND | ELC | 2010 | 30 | 0.35761 | 31.536 | 0.5 | [9 empty] | 0.01 |  | 1840.0969 | 1288.0679 | 1629.5408 | 1625.4669 | 1621.393 | 1617.3192 | 1613.2453 | 1613.2453 | 1613.2453 | 1613.2453 | 1613.2453 | 28.6729 | 24.5101 | 23.4888 | 23.4888 | 22.4676 | 21.4463 | 21.4463 | 21.4463 | 21.4463 | 21.4463 | 21.4463 | 0.1 |  |  |  |  | 0.46567 | 0.46567 | 0.46567 | 0.37312 | 0.28062 | 0.28062 | 0.28062 | 0.20512 | 0.54187 | 0.54187 | 0.54187 | 0.48013 | [120 empty] | 1 | 2.7963
* | EWNDON3B | Onshore Wind Class 3 Cost Category B |  | ELCWND | ELC | 2010 | 30 | 0.35761 | 31.536 | 0.5 | [9 empty] | 0.0252 |  | 1880.6257 | 1316.438 | 1670.0695 | 1665.8943 | 1661.7192 | 1657.544 | 1653.3688 | 1653.3688 | 1653.3688 | 1653.3688 | 1653.3688 | 28.6729 | 24.5101 | 23.4888 | 23.4888 | 22.4676 | 21.4463 | 21.4463 | 21.4463 | 21.4463 | 21.4463 | 21.4463 | 0.1 |  |  |  |  | 0.46567 | 0.46567 | 0.46567 | 0.37312 | 0.28062 | 0.28062 | 0.28062 | 0.20512 | 0.54187 | 0.54187 | 0.54187 | 0.48013 | [120 empty] | 1 | 2.7963
* | EWNDON3C | Onshore Wind Class 3 Cost Category C |  | ELCWND | ELC | 2010 | 30 | 0.35761 | 31.536 | 0.5 | [9 empty] | 0.0268 |  | 1911.935 | 1338.3545 | 1701.3789 | 1697.1254 | 1692.872 | 1688.6185 | 1684.3651 | 1684.3651 | 1684.3651 | 1684.3651 | 1684.3651 | 28.6729 | 24.5101 | 23.4888 | 23.4888 | 22.4676 | 21.4463 | 21.4463 | 21.4463 | 21.4463 | 21.4463 | 21.4463 | 0.1 |  |  |  |  | 0.46567 | 0.46567 | 0.46567 | 0.37312 | 0.28062 | 0.28062 | 0.28062 | 0.20512 | 0.54187 | 0.54187 | 0.54187 | 0.48013 | [120 empty] | 1 | 2.7963
* | EWNDON3D | Onshore Wind Class 3 Cost Category D |  | ELCWND | ELC | 2010 | 30 | 0.35761 | 31.536 | 0.5 | [9 empty] | 0.0362 |  | 1962.207 | 1373.5449 | 1751.6508 | 1747.2717 | 1742.8925 | 1738.5134 | 1734.1343 | 1734.1343 | 1734.1343 | 1734.1343 | 1734.1343 | 28.6729 | 24.5101 | 23.4888 | 23.4888 | 22.4676 | 21.4463 | 21.4463 | 21.4463 | 21.4463 | 21.4463 | 21.4463 | 0.1 |  |  |  |  | 0.46567 | 0.46567 | 0.46567 | 0.37312 | 0.28062 | 0.28062 | 0.28062 | 0.20512 | 0.54187 | 0.54187 | 0.54187 | 0.48013 | [120 empty] | 1 | 2.7963
* | EWNDON3E | Onshore Wind Class 3 Cost Category E |  | ELCWND | ELC | 2010 | 30 | 0.35761 | 31.536 | 0.5 | [9 empty] | 0.0224 |  | 1987.5407 | 1391.2785 | 1776.9845 | 1772.5421 | 1768.0996 | 1763.6572 | 1759.2147 | 1759.2147 | 1759.2147 | 1759.2147 | 1759.2147 | 28.6729 | 24.5101 | 23.4888 | 23.4888 | 22.4676 | 21.4463 | 21.4463 | 21.4463 | 21.4463 | 21.4463 | 21.4463 | 0.1 |  |  |  |  | 0.46567 | 0.46567 | 0.46567 | 0.37312 | 0.28062 | 0.28062 | 0.28062 | 0.20512 | 0.54187 | 0.54187 | 0.54187 | 0.48013 | [120 empty] | 1 | 2.7963
* | EWNDON4A | Onshore Wind Class 4 Cost Category A |  | ELCWND | ELC | 2010 | 30 | 0.35761 | 31.536 | 0.5 | [9 empty] | 0.0067 |  | 1869.8618 | 1308.9032 | 1659.3056 | 1655.1573 | 1651.0091 | 1646.8608 | 1642.7125 | 1642.7125 | 1642.7125 | 1642.7125 | 1642.7125 | 28.6729 | 24.5101 | 23.4888 | 23.4888 | 22.4676 | 21.4463 | 21.4463 | 21.4463 | 21.4463 | 21.4463 | 21.4463 | 0.1 |  |  |  |  | 0.49405 | 0.49405 | 0.49405 | 0.39586 | 0.29772 | 0.29772 | 0.29772 | 0.21762 | 0.5749 | 0.5749 | 0.5749 | 0.5094 | [120 empty] | 1 | 2.7963
* | EWNDON4B | Onshore Wind Class 4 Cost Category B |  | ELCWND | ELC | 2010 | 30 | 0.35761 | 31.536 | 0.5 | [9 empty] | 0.0031 |  | 1898.5814 | 1329.007 | 1688.0252 | 1683.8051 | 1679.5851 | 1675.365 | 1671.1449 | 1671.1449 | 1671.1449 | 1671.1449 | 1671.1449 | 28.6729 | 24.5101 | 23.4888 | 23.4888 | 22.4676 | 21.4463 | 21.4463 | 21.4463 | 21.4463 | 21.4463 | 21.4463 | 0.1 |  |  |  |  | 0.49405 | 0.49405 | 0.49405 | 0.39586 | 0.29772 | 0.29772 | 0.29772 | 0.21762 | 0.5749 | 0.5749 | 0.5749 | 0.5094 | [120 empty] | 1 | 2.7963
* | EWNDON4C | Onshore Wind Class 4 Cost Category C |  | ELCWND | ELC | 2010 | 30 | 0.35761 | 31.536 | 0.5 | [9 empty] | 0.0093 |  | 1921.8692 | 1345.3084 | 1711.313 | 1707.0347 | 1702.7564 | 1698.4782 | 1694.1999 | 1694.1999 | 1694.1999 | 1694.1999 | 1694.1999 | 28.6729 | 24.5101 | 23.4888 | 23.4888 | 22.4676 | 21.4463 | 21.4463 | 21.4463 | 21.4463 | 21.4463 | 21.4463 | 0.1 |  |  |  |  | 0.49405 | 0.49405 | 0.49405 | 0.39586 | 0.29772 | 0.29772 | 0.29772 | 0.21762 | 0.5749 | 0.5749 | 0.5749 | 0.5094 | [120 empty] | 1 | 2.7963
* | EWNDON4D | Onshore Wind Class 4 Cost Category D |  | ELCWND | ELC | 2010 | 30 | 0.35761 | 31.536 | 0.5 | [9 empty] | 0.02 |  | 1967.9451 | 1377.5616 | 1757.3889 | 1752.9955 | 1748.602 | 1744.2085 | 1739.815 | 1739.815 | 1739.815 | 1739.815 | 1739.815 | 28.6729 | 24.5101 | 23.4888 | 23.4888 | 22.4676 | 21.4463 | 21.4463 | 21.4463 | 21.4463 | 21.4463 | 21.4463 | 0.1 |  |  |  |  | 0.49405 | 0.49405 | 0.49405 | 0.39586 | 0.29772 | 0.29772 | 0.29772 | 0.21762 | 0.5749 | 0.5749 | 0.5749 | 0.5094 | [120 empty] | 1 | 2.7963
* | EWNDON4E | Onshore Wind Class 4 Cost Category E |  | ELCWND | ELC | 2010 | 30 | 0.35761 | 31.536 | 0.5 | [9 empty] | 0.0078 |  | 1992.296 | 1394.6072 | 1781.7398 | 1777.2854 | 1772.8311 | 1768.3768 | 1763.9224 | 1763.9224 | 1763.9224 | 1763.9224 | 1763.9224 | 28.6729 | 24.5101 | 23.4888 | 23.4888 | 22.4676 | 21.4463 | 21.4463 | 21.4463 | 21.4463 | 21.4463 | 21.4463 | 0.1 |  |  |  |  | 0.49405 | 0.49405 | 0.49405 | 0.39586 | 0.29772 | 0.29772 | 0.29772 | 0.21762 | 0.5749 | 0.5749 | 0.5749 | 0.5094 | [120 empty] | 1 | 2.7963
* | EWNDON5A | Onshore Wind Class 5 Cost Category A |  | ELCWND | ELC | 2010 | 30 | 0.35761 | 31.536 | 0.5 | [9 empty] | 0.0041 |  | 1864.8774 | 1305.4142 | 1654.3212 | 1650.1854 | 1646.0496 | 1641.9138 | 1637.778 | 1637.778 | 1637.778 | 1637.778 | 1637.778 | 28.6729 | 24.5101 | 23.4888 | 23.4888 | 22.4676 | 21.4463 | 21.4463 | 21.4463 | 21.4463 | 21.4463 | 21.4463 | 0.1 |  |  |  |  | 0.5272 | 0.5272 | 0.5272 | 0.42243 | 0.3177 | 0.3177 | 0.3177 | 0.23222 | 0.61347 | 0.61347 | 0.61347 | 0.54358 | [120 empty] | 1 | 2.7963
* | EWNDON5B | Onshore Wind Class 5 Cost Category B |  | ELCWND | ELC | 2010 | 30 | 0.35761 | 31.536 | 0.5 | [9 empty] | 0.0082 |  | 1920.4883 | 1344.3418 | 1709.9321 | 1705.6573 | 1701.3825 | 1697.1076 | 1692.8328 | 1692.8328 | 1692.8328 | 1692.8328 | 1692.8328 | 28.6729 | 24.5101 | 23.4888 | 23.4888 | 22.4676 | 21.4463 | 21.4463 | 21.4463 | 21.4463 | 21.4463 | 21.4463 | 0.1 |  |  |  |  | 0.5272 | 0.5272 | 0.5272 | 0.42243 | 0.3177 | 0.3177 | 0.3177 | 0.23222 | 0.61347 | 0.61347 | 0.61347 | 0.54358 | [120 empty] | 1 | 2.7963
* | EWNDON5C | Onshore Wind Class 5 Cost Category C |  | ELCWND | ELC | 2010 | 30 | 0.35761 | 31.536 | 0.5 | [9 empty] | 0.0284 |  | 1962.8298 | 1373.9809 | 1752.2737 | 1747.893 | 1743.5123 | 1739.1316 | 1734.7509 | 1734.7509 | 1734.7509 | 1734.7509 | 1734.7509 | 28.6729 | 24.5101 | 23.4888 | 23.4888 | 22.4676 | 21.4463 | 21.4463 | 21.4463 | 21.4463 | 21.4463 | 21.4463 | 0.1 |  |  |  |  | 0.5272 | 0.5272 | 0.5272 | 0.42243 | 0.3177 | 0.3177 | 0.3177 | 0.23222 | 0.61347 | 0.61347 | 0.61347 | 0.54358 | [120 empty] | 1 | 2.7963
* | EWNDON5D | Onshore Wind Class 5 Cost Category D |  | ELCWND | ELC | 2010 | 30 | 0.35761 | 31.536 | 0.5 | [9 empty] | 0.0112 |  | 1976.8019 | 1383.7614 | 1766.2458 | 1761.8301 | 1757.4145 | 1752.9989 | 1748.5833 | 1748.5833 | 1748.5833 | 1748.5833 | 1748.5833 | 28.6729 | 24.5101 | 23.4888 | 23.4888 | 22.4676 | 21.4463 | 21.4463 | 21.4463 | 21.4463 | 21.4463 | 21.4463 | 0.1 |  |  |  |  | 0.5272 | 0.5272 | 0.5272 | 0.42243 | 0.3177 | 0.3177 | 0.3177 | 0.23222 | 0.61347 | 0.61347 | 0.61347 | 0.54358 | [120 empty] | 1 | 2.7963
* | EWNDON5E | Onshore Wind Class 5 Cost Category E |  | ELCWND | ELC | 2010 | 30 | 0.35761 | 31.536 | 0.5 | [9 empty] | 0.0033 |  | 1995.1135 | 1396.5794 | 1784.5573 | 1780.0959 | 1775.6345 | 1771.1731 | 1766.7117 | 1766.7117 | 1766.7117 | 1766.7117 | 1766.7117 | 28.6729 | 24.5101 | 23.4888 | 23.4888 | 22.4676 | 21.4463 | 21.4463 | 21.4463 | 21.4463 | 21.4463 | 21.4463 | 0.1 |  |  |  |  | 0.5272 | 0.5272 | 0.5272 | 0.42243 | 0.3177 | 0.3177 | 0.3177 | 0.23222 | 0.61347 | 0.61347 | 0.61347 | 0.54358 | [120 empty] | 1 | 2.7963
* | EWNDOFS1A | Offshore Shallow Wind Class 1 Cost Category A |  | ELCWND | ELC | 2015 | 30 | 0.35761 | 31.536 | 0.5 | [9 empty] | 0.9546 |  | 4024.0198 | 2816.8139 | 3937.3142 | 3740.4485 | 3543.5827 | 3346.717 | 3149.8513 | 3149.8513 | 3149.8513 | 3149.8513 | 3149.8513 | 64.6978 | 64.6978 | 64.6978 | 64.6978 | 64.6978 | 64.6978 | 64.6978 | 64.6978 | 64.6978 | 64.6978 | 64.6978 | 0.1 |  |  |  |  | 0.36789 | 0.36789 | 0.36789 | 0.29477 | 0.22169 | 0.22169 | 0.22169 | 0.16205 | 0.42809 | 0.42809 | 0.42809 | 0.37931 | [120 empty] | 1 | 2.7963
* | EWNDOFS1B | Offshore Shallow Wind Class 1 Cost Category B |  | ELCWND | ELC | 2015 | 30 | 0.35761 | 31.536 | 0.5 | [9 empty] | 0.6034 |  | 4137.5728 | 2896.301 | 4050.8671 | 3848.3238 | 3645.7804 | 3443.2371 | 3240.6937 | 3240.6937 | 3240.6937 | 3240.6937 | 3240.6937 | 64.6978 | 64.6978 | 64.6978 | 64.6978 | 64.6978 | 64.6978 | 64.6978 | 64.6978 | 64.6978 | 64.6978 | 64.6978 | 0.1 |  |  |  |  | 0.36789 | 0.36789 | 0.36789 | 0.29477 | 0.22169 | 0.22169 | 0.22169 | 0.16205 | 0.42809 | 0.42809 | 0.42809 | 0.37931 | [120 empty] | 1 | 2.7963
* | EWNDOFS1C | Offshore Shallow Wind Class 1 Cost Category C |  | ELCWND | ELC | 2015 | 30 | 0.35761 | 31.536 | 0.5 | [9 empty] | 0.59 |  | 4287.6533 | 3001.3573 | 4200.9477 | 3990.9003 | 3780.8529 | 3570.8055 | 3360.7581 | 3360.7581 | 3360.7581 | 3360.7581 | 3360.7581 | 64.6978 | 64.6978 | 64.6978 | 64.6978 | 64.6978 | 64.6978 | 64.6978 | 64.6978 | 64.6978 | 64.6978 | 64.6978 | 0.1 |  |  |  |  | 0.36789 | 0.36789 | 0.36789 | 0.29477 | 0.22169 | 0.22169 | 0.22169 | 0.16205 | 0.42809 | 0.42809 | 0.42809 | 0.37931 | [120 empty] | 1 | 2.7963
* | EWNDOFS1D | Offshore Shallow Wind Class 1 Cost Category D |  | ELCWND | ELC | 2015 | 30 | 0.35761 | 31.536 | 0.5 | [9 empty] | 0.3534 |  | 4515.926 | 3161.1482 | 4429.2204 | 4207.7594 | 3986.2984 | 3764.8373 | 3543.3763 | 3543.3763 | 3543.3763 | 3543.3763 | 3543.3763 | 64.6978 | 64.6978 | 64.6978 | 64.6978 | 64.6978 | 64.6978 | 64.6978 | 64.6978 | 64.6978 | 64.6978 | 64.6978 | 0.1 |  |  |  |  | 0.36789 | 0.36789 | 0.36789 | 0.29477 | 0.22169 | 0.22169 | 0.22169 | 0.16205 | 0.42809 | 0.42809 | 0.42809 | 0.37931 | [120 empty] | 1 | 2.7963
* | EWNDOFS1E | Offshore Shallow Wind Class 1 Cost Category E |  | ELCWND | ELC | 2015 | 30 | 0.35761 | 31.536 | 0.5 | [9 empty] | 0.3492 |  | 4748.8677 | 3324.2074 | 4662.162 | 4429.0539 | 4195.9458 | 3962.8377 | 3729.7296 | 3729.7296 | 3729.7296 | 3729.7296 | 3729.7296 | 64.6978 | 64.6978 | 64.6978 | 64.6978 | 64.6978 | 64.6978 | 64.6978 | 64.6978 | 64.6978 | 64.6978 | 64.6978 | 0.1 |  |  |  |  | 0.36789 | 0.36789 | 0.36789 | 0.29477 | 0.22169 | 0.22169 | 0.22169 | 0.16205 | 0.42809 | 0.42809 | 0.42809 | 0.37931 | [120 empty] | 1 | 2.7963
* | EWNDOFS2A | Offshore Shallow Wind Class 2 Cost Category A |  | ELCWND | ELC | 2015 | 30 | 0.35761 | 31.536 | 0.5 | [9 empty] | 2.6142 |  | 3992.2102 | 2794.5472 | 3905.5046 | 3710.2294 | 3514.9541 | 3319.6789 | 3124.4037 | 3124.4037 | 3124.4037 | 3124.4037 | 3124.4037 | 64.6978 | 64.6978 | 64.6978 | 64.6978 | 64.6978 | 64.6978 | 64.6978 | 64.6978 | 64.6978 | 64.6978 | 64.6978 | 0.1 |  |  |  |  | 0.47426 | 0.47426 | 0.47426 | 0.38 | 0.28579 | 0.28579 | 0.28579 | 0.2089 | 0.55186 | 0.55186 | 0.55186 | 0.48899 | [120 empty] | 1 | 2.7963
* | EWNDOFS2B | Offshore Shallow Wind Class 2 Cost Category B |  | ELCWND | ELC | 2015 | 30 | 0.35761 | 31.536 | 0.5 | [9 empty] | 1.9726 |  | 4101.9263 | 2871.3484 | 4015.2206 | 3814.4596 | 3613.6986 | 3412.9375 | 3212.1765 | 3212.1765 | 3212.1765 | 3212.1765 | 3212.1765 | 64.6978 | 64.6978 | 64.6978 | 64.6978 | 64.6978 | 64.6978 | 64.6978 | 64.6978 | 64.6978 | 64.6978 | 64.6978 | 0.1 |  |  |  |  | 0.47426 | 0.47426 | 0.47426 | 0.38 | 0.28579 | 0.28579 | 0.28579 | 0.2089 | 0.55186 | 0.55186 | 0.55186 | 0.48899 | [120 empty] | 1 | 2.7963
* | EWNDOFS2C | Offshore Shallow Wind Class 2 Cost Category C |  | ELCWND | ELC | 2015 | 30 | 0.35761 | 31.536 | 0.5 | [9 empty] | 2.1024 |  | 4269.7379 | 2988.8165 | 4183.0322 | 3973.8806 | 3764.729 | 3555.5774 | 3346.4258 | 3346.4258 | 3346.4258 | 3346.4258 | 3346.4258 | 64.6978 | 64.6978 | 64.6978 | 64.6978 | 64.6978 | 64.6978 | 64.6978 | 64.6978 | 64.6978 | 64.6978 | 64.6978 | 0.1 |  |  |  |  | 0.47426 | 0.47426 | 0.47426 | 0.38 | 0.28579 | 0.28579 | 0.28579 | 0.2089 | 0.55186 | 0.55186 | 0.55186 | 0.48899 | [120 empty] | 1 | 2.7963
* | EWNDOFS2D | Offshore Shallow Wind Class 2 Cost Category D |  | ELCWND | ELC | 2015 | 30 | 0.35761 | 31.536 | 0.5 | [9 empty] | 2.4414 |  | 4454.7131 | 3118.2992 | 4368.0075 | 4149.6071 | 3931.2067 | 3712.8064 | 3494.406 | 3494.406 | 3494.406 | 3494.406 | 3494.406 | 64.6978 | 64.6978 | 64.6978 | 64.6978 | 64.6978 | 64.6978 | 64.6978 | 64.6978 | 64.6978 | 64.6978 | 64.6978 | 0.1 |  |  |  |  | 0.47426 | 0.47426 | 0.47426 | 0.38 | 0.28579 | 0.28579 | 0.28579 | 0.2089 | 0.55186 | 0.55186 | 0.55186 | 0.48899 | [120 empty] | 1 | 2.7963
* | EWNDOFS2E | Offshore Shallow Wind Class 2 Cost Category E |  | ELCWND | ELC | 2015 | 30 | 0.35761 | 31.536 | 0.5 | [9 empty] | 1.4944 |  | 4622.0938 | 3235.4657 | 4535.3882 | 4308.6188 | 4081.8493 | 3855.0799 | 3628.3105 | 3628.3105 | 3628.3105 | 3628.3105 | 3628.3105 | 64.6978 | 64.6978 | 64.6978 | 64.6978 | 64.6978 | 64.6978 | 64.6978 | 64.6978 | 64.6978 | 64.6978 | 64.6978 | 0.1 |  |  |  |  | 0.47426 | 0.47426 | 0.47426 | 0.38 | 0.28579 | 0.28579 | 0.28579 | 0.2089 | 0.55186 | 0.55186 | 0.55186 | 0.48899 | [120 empty] | 1 | 2.7963
* | EWNDOFS3A | Offshore Shallow Wind Class 3 Cost Category A |  | ELCWND | ELC | 2015 | 30 | 0.35761 | 31.536 | 0.5 | [9 empty] | 1.5468 |  | 4026.2707 | 2818.3895 | 3939.5651 | 3742.5868 | 3545.6086 | 3348.6303 | 3151.652 | 3151.652 | 3151.652 | 3151.652 | 3151.652 | 64.6978 | 64.6978 | 64.6978 | 64.6978 | 64.6978 | 64.6978 | 64.6978 | 64.6978 | 64.6978 | 64.6978 | 64.6978 | 0.1 |  |  |  |  | 0.51325 | 0.51325 | 0.51325 | 0.41125 | 0.30929 | 0.30929 | 0.30929 | 0.22608 | 0.59724 | 0.59724 | 0.59724 | 0.52919 | [120 empty] | 1 | 2.7963
* | EWNDOFS3B | Offshore Shallow Wind Class 3 Cost Category B |  | ELCWND | ELC | 2015 | 30 | 0.35761 | 31.536 | 0.5 | [9 empty] | 4.703 |  | 4124.3348 | 2887.0344 | 4037.6291 | 3835.7477 | 3633.8662 | 3431.9848 | 3230.1033 | 3230.1033 | 3230.1033 | 3230.1033 | 3230.1033 | 64.6978 | 64.6978 | 64.6978 | 64.6978 | 64.6978 | 64.6978 | 64.6978 | 64.6978 | 64.6978 | 64.6978 | 64.6978 | 0.1 |  |  |  |  | 0.51325 | 0.51325 | 0.51325 | 0.41125 | 0.30929 | 0.30929 | 0.30929 | 0.22608 | 0.59724 | 0.59724 | 0.59724 | 0.52919 | [120 empty] | 1 | 2.7963
* | EWNDOFS3C | Offshore Shallow Wind Class 3 Cost Category C |  | ELCWND | ELC | 2015 | 30 | 0.35761 | 31.536 | 0.5 | [9 empty] | 4.5388 |  | 4194.9938 | 2936.4957 | 4108.2882 | 3902.8738 | 3697.4594 | 3492.045 | 3286.6305 | 3286.6305 | 3286.6305 | 3286.6305 | 3286.6305 | 64.6978 | 64.6978 | 64.6978 | 64.6978 | 64.6978 | 64.6978 | 64.6978 | 64.6978 | 64.6978 | 64.6978 | 64.6978 | 0.1 |  |  |  |  | 0.51325 | 0.51325 | 0.51325 | 0.41125 | 0.30929 | 0.30929 | 0.30929 | 0.22608 | 0.59724 | 0.59724 | 0.59724 | 0.52919 | [120 empty] | 1 | 2.7963
* | EWNDOFS3D | Offshore Shallow Wind Class 3 Cost Category D |  | ELCWND | ELC | 2015 | 30 | 0.35761 | 31.536 | 0.5 | [9 empty] | 4.9712 |  | 4328.363 | 3029.8541 | 4241.6573 | 4029.5745 | 3817.4916 | 3605.4087 | 3393.3259 | 3393.3259 | 3393.3259 | 3393.3259 | 3393.3259 | 64.6978 | 64.6978 | 64.6978 | 64.6978 | 64.6978 | 64.6978 | 64.6978 | 64.6978 | 64.6978 | 64.6978 | 64.6978 | 0.1 |  |  |  |  | 0.51325 | 0.51325 | 0.51325 | 0.41125 | 0.30929 | 0.30929 | 0.30929 | 0.22608 | 0.59724 | 0.59724 | 0.59724 | 0.52919 | [120 empty] | 1 | 2.7963
* | EWNDOFS3E | Offshore Shallow Wind Class 3 Cost Category E |  | ELCWND | ELC | 2015 | 30 | 0.35761 | 31.536 | 0.5 | [9 empty] | 3.6296 |  | 4577.9909 | 3204.5936 | 4491.2852 | 4266.721 | 4042.1567 | 3817.5925 | 3593.0282 | 3593.0282 | 3593.0282 | 3593.0282 | 3593.0282 | 64.6978 | 64.6978 | 64.6978 | 64.6978 | 64.6978 | 64.6978 | 64.6978 | 64.6978 | 64.6978 | 64.6978 | 64.6978 | 0.1 |  |  |  |  | 0.51325 | 0.51325 | 0.51325 | 0.41125 | 0.30929 | 0.30929 | 0.30929 | 0.22608 | 0.59724 | 0.59724 | 0.59724 | 0.52919 | [120 empty] | 1 | 2.7963
* | EWNDOFS4A | Offshore Shallow Wind Class 4 Cost Category A |  | ELCWND | ELC | 2015 | 30 | 0.35761 | 31.536 | 0.5 | [9 empty] | 6.1156 |  | 4023.7213 | 2816.6049 | 3937.0157 | 3740.1649 | 3543.3141 | 3346.4633 | 3149.6126 | 3149.6126 | 3149.6126 | 3149.6126 | 3149.6126 | 64.6978 | 64.6978 | 64.6978 | 64.6978 | 64.6978 | 64.6978 | 64.6978 | 64.6978 | 64.6978 | 64.6978 | 64.6978 | 0.1 |  |  |  |  | 0.55046 | 0.55046 | 0.55046 | 0.44106 | 0.33171 | 0.33171 | 0.33171 | 0.24247 | 0.64053 | 0.64053 | 0.64053 | 0.56755 | [120 empty] | 1 | 2.7963
* | EWNDOFS4B | Offshore Shallow Wind Class 4 Cost Category B |  | ELCWND | ELC | 2015 | 30 | 0.35761 | 31.536 | 0.5 | [9 empty] | 2.724 |  | 4070.0876 | 2849.0613 | 3983.382 | 3784.2129 | 3585.0438 | 3385.8747 | 3186.7056 | 3186.7056 | 3186.7056 | 3186.7056 | 3186.7056 | 64.6978 | 64.6978 | 64.6978 | 64.6978 | 64.6978 | 64.6978 | 64.6978 | 64.6978 | 64.6978 | 64.6978 | 64.6978 | 0.1 |  |  |  |  | 0.55046 | 0.55046 | 0.55046 | 0.44106 | 0.33171 | 0.33171 | 0.33171 | 0.24247 | 0.64053 | 0.64053 | 0.64053 | 0.56755 | [120 empty] | 1 | 2.7963
* | EWNDOFS4C | Offshore Shallow Wind Class 4 Cost Category C |  | ELCWND | ELC | 2015 | 30 | 0.35761 | 31.536 | 0.5 | [9 empty] | 2.838 |  | 4107.9186 | 2875.543 | 4021.213 | 3820.1523 | 3619.0917 | 3418.031 | 3216.9704 | 3216.9704 | 3216.9704 | 3216.9704 | 3216.9704 | 64.6978 | 64.6978 | 64.6978 | 64.6978 | 64.6978 | 64.6978 | 64.6978 | 64.6978 | 64.6978 | 64.6978 | 64.6978 | 0.1 |  |  |  |  | 0.55046 | 0.55046 | 0.55046 | 0.44106 | 0.33171 | 0.33171 | 0.33171 | 0.24247 | 0.64053 | 0.64053 | 0.64053 | 0.56755 | [120 empty] | 1 | 2.7963
* | EWNDOFS4D | Offshore Shallow Wind Class 4 Cost Category D |  | ELCWND | ELC | 2015 | 30 | 0.35761 | 31.536 | 0.5 | [9 empty] | 4.1326 |  | 4142.943 | 2900.0601 | 4056.2374 | 3853.4255 | 3650.6136 | 3447.8018 | 3244.9899 | 3244.9899 | 3244.9899 | 3244.9899 | 3244.9899 | 64.6978 | 64.6978 | 64.6978 | 64.6978 | 64.6978 | 64.6978 | 64.6978 | 64.6978 | 64.6978 | 64.6978 | 64.6978 | 0.1 |  |  |  |  | 0.55046 | 0.55046 | 0.55046 | 0.44106 | 0.33171 | 0.33171 | 0.33171 | 0.24247 | 0.64053 | 0.64053 | 0.64053 | 0.56755 | [120 empty] | 1 | 2.7963
* | EWNDOFS4E | Offshore Shallow Wind Class 4 Cost Category E |  | ELCWND | ELC | 2015 | 30 | 0.35761 | 31.536 | 0.5 | [9 empty] | 1.6236 |  | 4231.3587 | 2961.9511 | 4144.6531 | 3937.4204 | 3730.1878 | 3522.9551 | 3315.7225 | 3315.7225 | 3315.7225 | 3315.7225 | 3315.7225 | 64.6978 | 64.6978 | 64.6978 | 64.6978 | 64.6978 | 64.6978 | 64.6978 | 64.6978 | 64.6978 | 64.6978 | 64.6978 | 0.1 |  |  |  |  | 0.55046 | 0.55046 | 0.55046 | 0.44106 | 0.33171 | 0.33171 | 0.33171 | 0.24247 | 0.64053 | 0.64053 | 0.64053 | 0.56755 | [120 empty] | 1 | 2.7963
* | EWNDOFS5A | Offshore Shallow Wind Class 5 Cost Category A |  | ELCWND | ELC | 2015 | 30 | 0.35761 | 31.536 | 0.5 | [9 empty] | 0 |  | 3936.9472 | 2755.863 | 3850.2416 | 3657.7295 | 3465.2174 | 3272.7053 | 3080.1932 | 3080.1932 | 3080.1932 | 3080.1932 | 3080.1932 | 64.6978 | 64.6978 | 64.6978 | 64.6978 | 64.6978 | 64.6978 | 64.6978 | 64.6978 | 64.6978 | 64.6978 | 64.6978 | 0.1 |  |  |  |  | 0.59375 | 0.59375 | 0.59375 | 0.47574 | 0.3578 | 0.3578 | 0.3578 | 0.26153 | 0.6909 | 0.6909 | 0.6909 | 0.61219 | [120 empty] | 1 | 2.7963
* | EWNDOFS5B | Offshore Shallow Wind Class 5 Cost Category B |  | ELCWND | ELC | 2015 | 30 | 0.35761 | 31.536 | 0.5 | [9 empty] | 0 |  | 3936.9472 | 2755.863 | 3850.2416 | 3657.7295 | 3465.2174 | 3272.7053 | 3080.1932 | 3080.1932 | 3080.1932 | 3080.1932 | 3080.1932 | 64.6978 | 64.6978 | 64.6978 | 64.6978 | 64.6978 | 64.6978 | 64.6978 | 64.6978 | 64.6978 | 64.6978 | 64.6978 | 0.1 |  |  |  |  | 0.59375 | 0.59375 | 0.59375 | 0.47574 | 0.3578 | 0.3578 | 0.3578 | 0.26153 | 0.6909 | 0.6909 | 0.6909 | 0.61219 | [120 empty] | 1 | 2.7963
* | EWNDOFS5C | Offshore Shallow Wind Class 5 Cost Category C |  | ELCWND | ELC | 2015 | 30 | 0.35761 | 31.536 | 0.5 | [9 empty] | 0 |  | 3936.9472 | 2755.863 | 3850.2416 | 3657.7295 | 3465.2174 | 3272.7053 | 3080.1932 | 3080.1932 | 3080.1932 | 3080.1932 | 3080.1932 | 64.6978 | 64.6978 | 64.6978 | 64.6978 | 64.6978 | 64.6978 | 64.6978 | 64.6978 | 64.6978 | 64.6978 | 64.6978 | 0.1 |  |  |  |  | 0.59375 | 0.59375 | 0.59375 | 0.47574 | 0.3578 | 0.3578 | 0.3578 | 0.26153 | 0.6909 | 0.6909 | 0.6909 | 0.61219 | [120 empty] | 1 | 2.7963
* | EWNDOFS5D | Offshore Shallow Wind Class 5 Cost Category D |  | ELCWND | ELC | 2015 | 30 | 0.35761 | 31.536 | 0.5 | [9 empty] | 0 |  | 3936.9472 | 2755.863 | 3850.2416 | 3657.7295 | 3465.2174 | 3272.7053 | 3080.1932 | 3080.1932 | 3080.1932 | 3080.1932 | 3080.1932 | 64.6978 | 64.6978 | 64.6978 | 64.6978 | 64.6978 | 64.6978 | 64.6978 | 64.6978 | 64.6978 | 64.6978 | 64.6978 | 0.1 |  |  |  |  | 0.59375 | 0.59375 | 0.59375 | 0.47574 | 0.3578 | 0.3578 | 0.3578 | 0.26153 | 0.6909 | 0.6909 | 0.6909 | 0.61219 | [120 empty] | 1 | 2.7963
* | EWNDOFS5E | Offshore Shallow Wind Class 5 Cost Category E |  | ELCWND | ELC | 2015 | 30 | 0.35761 | 31.536 | 0.5 | [9 empty] | 0 |  | 3936.9472 | 2755.863 | 3850.2416 | 3657.7295 | 3465.2174 | 3272.7053 | 3080.1932 | 3080.1932 | 3080.1932 | 3080.1932 | 3080.1932 | 64.6978 | 64.6978 | 64.6978 | 64.6978 | 64.6978 | 64.6978 | 64.6978 | 64.6978 | 64.6978 | 64.6978 | 64.6978 | 0.1 |  |  |  |  | 0.59375 | 0.59375 | 0.59375 | 0.47574 | 0.3578 | 0.3578 | 0.3578 | 0.26153 | 0.6909 | 0.6909 | 0.6909 | 0.61219 | [120 empty] | 1 | 2.7963
* | EWNDOFD1A | Offshore Deep Wind Class 1 Cost Category A |  | ELCWND | ELC | 2015 | 30 | 0.35761 | 31.536 | 0.5 | [9 empty] | 1.6412 |  | 4026.1621 | 2818.3135 | 3939.4565 | 3742.4837 | 3545.5108 | 3348.538 | 3151.5652 | 3151.5652 | 3151.5652 | 3151.5652 | 3151.5652 | 64.6978 | 64.6978 | 64.6978 | 64.6978 | 64.6978 | 64.6978 | 64.6978 | 64.6978 | 64.6978 | 64.6978 | 64.6978 | 0.1 |  |  |  |  | 0.43407 | 0.43407 | 0.43407 | 0.3478 | 0.26158 | 0.26158 | 0.26158 | 0.1912 | 0.5051 | 0.5051 | 0.5051 | 0.44755 | [120 empty] | 1 | 2.7963
* | EWNDOFD1B | Offshore Deep Wind Class 1 Cost Category B |  | ELCWND | ELC | 2015 | 30 | 0.35761 | 31.536 | 0.5 | [9 empty] | 1.1162 |  | 4166.3546 | 2916.4482 | 4079.6489 | 3875.6665 | 3671.684 | 3467.7016 | 3263.7191 | 3263.7191 | 3263.7191 | 3263.7191 | 3263.7191 | 64.6978 | 64.6978 | 64.6978 | 64.6978 | 64.6978 | 64.6978 | 64.6978 | 64.6978 | 64.6978 | 64.6978 | 64.6978 | 0.1 |  |  |  |  | 0.43407 | 0.43407 | 0.43407 | 0.3478 | 0.26158 | 0.26158 | 0.26158 | 0.1912 | 0.5051 | 0.5051 | 0.5051 | 0.44755 | [120 empty] | 1 | 2.7963
* | EWNDOFD1C | Offshore Deep Wind Class 1 Cost Category C |  | ELCWND | ELC | 2015 | 30 | 0.35761 | 31.536 | 0.5 | [9 empty] | 0.693 |  | 4302.1982 | 3011.5387 | 4215.4925 | 4004.7179 | 3793.9433 | 3583.1687 | 3372.394 | 3372.394 | 3372.394 | 3372.394 | 3372.394 | 64.6978 | 64.6978 | 64.6978 | 64.6978 | 64.6978 | 64.6978 | 64.6978 | 64.6978 | 64.6978 | 64.6978 | 64.6978 | 0.1 |  |  |  |  | 0.43407 | 0.43407 | 0.43407 | 0.3478 | 0.26158 | 0.26158 | 0.26158 | 0.1912 | 0.5051 | 0.5051 | 0.5051 | 0.44755 | [120 empty] | 1 | 2.7963
* | EWNDOFD1D | Offshore Deep Wind Class 1 Cost Category D |  | ELCWND | ELC | 2015 | 30 | 0.35761 | 31.536 | 0.5 | [9 empty] | 1.1178 |  | 4514.49 | 3160.143 | 4427.7843 | 4206.3951 | 3985.0059 | 3763.6167 | 3542.2275 | 3542.2275 | 3542.2275 | 3542.2275 | 3542.2275 | 64.6978 | 64.6978 | 64.6978 | 64.6978 | 64.6978 | 64.6978 | 64.6978 | 64.6978 | 64.6978 | 64.6978 | 64.6978 | 0.1 |  |  |  |  | 0.43407 | 0.43407 | 0.43407 | 0.3478 | 0.26158 | 0.26158 | 0.26158 | 0.1912 | 0.5051 | 0.5051 | 0.5051 | 0.44755 | [120 empty] | 1 | 2.7963
* | EWNDOFD1E | Offshore Deep Wind Class 1 Cost Category E |  | ELCWND | ELC | 2015 | 30 | 0.35761 | 31.536 | 0.5 | [9 empty] | 1.7198 |  | 4633.5945 | 3243.5161 | 4546.8888 | 4319.5444 | 4092.1999 | 3864.8555 | 3637.511 | 3637.511 | 3637.511 | 3637.511 | 3637.511 | 64.6978 | 64.6978 | 64.6978 | 64.6978 | 64.6978 | 64.6978 | 64.6978 | 64.6978 | 64.6978 | 64.6978 | 64.6978 | 0.1 |  |  |  |  | 0.43407 | 0.43407 | 0.43407 | 0.3478 | 0.26158 | 0.26158 | 0.26158 | 0.1912 | 0.5051 | 0.5051 | 0.5051 | 0.44755 | [120 empty] | 1 | 2.7963
* | EWNDOFD2A | Offshore Deep Wind Class 2 Cost Category A |  | ELCWND | ELC | 2015 | 30 | 0.35761 | 31.536 | 0.5 | [9 empty] | 1.6412 |  | 4100.0872 | 2870.061 | 4013.3816 | 3812.7125 | 3612.0434 | 3411.3743 | 3210.7052 | 3210.7052 | 3210.7052 | 3210.7052 | 3210.7052 | 64.6978 | 64.6978 | 64.6978 | 64.6978 | 64.6978 | 64.6978 | 64.6978 | 64.6978 | 64.6978 | 64.6978 | 64.6978 | 0.1 |  |  |  |  | 0.54175 | 0.54175 | 0.54175 | 0.43408 | 0.32647 | 0.32647 | 0.32647 | 0.23863 | 0.6304 | 0.6304 | 0.6304 | 0.55858 | [120 empty] | 1 | 2.7963
* | EWNDOFD2B | Offshore Deep Wind Class 2 Cost Category B |  | ELCWND | ELC | 2015 | 30 | 0.35761 | 31.536 | 0.5 | [9 empty] | 1.1162 |  | 4327.8013 | 3029.4609 | 4241.0956 | 4029.0408 | 3816.9861 | 3604.9313 | 3392.8765 | 3392.8765 | 3392.8765 | 3392.8765 | 3392.8765 | 64.6978 | 64.6978 | 64.6978 | 64.6978 | 64.6978 | 64.6978 | 64.6978 | 64.6978 | 64.6978 | 64.6978 | 64.6978 | 0.1 |  |  |  |  | 0.54175 | 0.54175 | 0.54175 | 0.43408 | 0.32647 | 0.32647 | 0.32647 | 0.23863 | 0.6304 | 0.6304 | 0.6304 | 0.55858 | [120 empty] | 1 | 2.7963
* | EWNDOFD2C | Offshore Deep Wind Class 2 Cost Category C |  | ELCWND | ELC | 2015 | 30 | 0.35761 | 31.536 | 0.5 | [9 empty] | 0.693 |  | 4594.8647 | 3216.4053 | 4508.159 | 4282.7511 | 4057.3431 | 3831.9352 | 3606.5272 | 3606.5272 | 3606.5272 | 3606.5272 | 3606.5272 | 64.6978 | 64.6978 | 64.6978 | 64.6978 | 64.6978 | 64.6978 | 64.6978 | 64.6978 | 64.6978 | 64.6978 | 64.6978 | 0.1 |  |  |  |  | 0.54175 | 0.54175 | 0.54175 | 0.43408 | 0.32647 | 0.32647 | 0.32647 | 0.23863 | 0.6304 | 0.6304 | 0.6304 | 0.55858 | [120 empty] | 1 | 2.7963
* | EWNDOFD2D | Offshore Deep Wind Class 2 Cost Category D |  | ELCWND | ELC | 2015 | 30 | 0.35761 | 31.536 | 0.5 | [9 empty] | 1.1178 |  | 4715.0786 | 3300.555 | 4628.3729 | 4396.9543 | 4165.5356 | 3934.117 | 3702.6984 | 3702.6984 | 3702.6984 | 3702.6984 | 3702.6984 | 64.6978 | 64.6978 | 64.6978 | 64.6978 | 64.6978 | 64.6978 | 64.6978 | 64.6978 | 64.6978 | 64.6978 | 64.6978 | 0.1 |  |  |  |  | 0.54175 | 0.54175 | 0.54175 | 0.43408 | 0.32647 | 0.32647 | 0.32647 | 0.23863 | 0.6304 | 0.6304 | 0.6304 | 0.55858 | [120 empty] | 1 | 2.7963
* | EWNDOFD2E | Offshore Deep Wind Class 2 Cost Category E |  | ELCWND | ELC | 2015 | 30 | 0.35761 | 31.536 | 0.5 | [9 empty] | 1.7198 |  | 4782.943 | 3348.0601 | 4696.2373 | 4461.4255 | 4226.6136 | 3991.8017 | 3756.9899 | 3756.9899 | 3756.9899 | 3756.9899 | 3756.9899 | 64.6978 | 64.6978 | 64.6978 | 64.6978 | 64.6978 | 64.6978 | 64.6978 | 64.6978 | 64.6978 | 64.6978 | 64.6978 | 0.1 |  |  |  |  | 0.54175 | 0.54175 | 0.54175 | 0.43408 | 0.32647 | 0.32647 | 0.32647 | 0.23863 | 0.6304 | 0.6304 | 0.6304 | 0.55858 | [120 empty] | 1 | 2.7963
* | EWNDOFD3A | Offshore Deep Wind Class 3 Cost Category A |  | ELCWND | ELC | 2015 | 30 | 0.35761 | 31.536 | 0.5 | [9 empty] | 6.6326 |  | 4072.568 | 2850.7976 | 3985.8623 | 3786.5692 | 3587.2761 | 3387.983 | 3188.6898 | 3188.6898 | 3188.6898 | 3188.6898 | 3188.6898 | 64.6978 | 64.6978 | 64.6978 | 64.6978 | 64.6978 | 64.6978 | 64.6978 | 64.6978 | 64.6978 | 64.6978 | 64.6978 | 0.1 |  |  |  |  | 0.57789 | 0.57789 | 0.57789 | 0.46304 | 0.34824 | 0.34824 | 0.34824 | 0.25455 | 0.67245 | 0.67245 | 0.67245 | 0.59583 | [120 empty] | 1 | 2.7963
* | EWNDOFD3B | Offshore Deep Wind Class 3 Cost Category B |  | ELCWND | ELC | 2015 | 30 | 0.35761 | 31.536 | 0.5 | [9 empty] | 9.164 |  | 4187.8924 | 2931.5247 | 4101.1868 | 3896.1274 | 3691.0681 | 3486.0087 | 3280.9494 | 3280.9494 | 3280.9494 | 3280.9494 | 3280.9494 | 64.6978 | 64.6978 | 64.6978 | 64.6978 | 64.6978 | 64.6978 | 64.6978 | 64.6978 | 64.6978 | 64.6978 | 64.6978 | 0.1 |  |  |  |  | 0.57789 | 0.57789 | 0.57789 | 0.46304 | 0.34824 | 0.34824 | 0.34824 | 0.25455 | 0.67245 | 0.67245 | 0.67245 | 0.59583 | [120 empty] | 1 | 2.7963
* | EWNDOFD3C | Offshore Deep Wind Class 3 Cost Category C |  | ELCWND | ELC | 2015 | 30 | 0.35761 | 31.536 | 0.5 | [9 empty] | 6.4542 |  | 4343.1844 | 3040.2291 | 4256.4787 | 4043.6548 | 3830.8309 | 3618.0069 | 3405.183 | 3405.183 | 3405.183 | 3405.183 | 3405.183 | 64.6978 | 64.6978 | 64.6978 | 64.6978 | 64.6978 | 64.6978 | 64.6978 | 64.6978 | 64.6978 | 64.6978 | 64.6978 | 0.1 |  |  |  |  | 0.57789 | 0.57789 | 0.57789 | 0.46304 | 0.34824 | 0.34824 | 0.34824 | 0.25455 | 0.67245 | 0.67245 | 0.67245 | 0.59583 | [120 empty] | 1 | 2.7963
* | EWNDOFD3D | Offshore Deep Wind Class 3 Cost Category D |  | ELCWND | ELC | 2015 | 30 | 0.35761 | 31.536 | 0.5 | [9 empty] | 11.6062 |  | 4526.5662 | 3168.5963 | 4439.8605 | 4217.8675 | 3995.8745 | 3773.8814 | 3551.8884 | 3551.8884 | 3551.8884 | 3551.8884 | 3551.8884 | 64.6978 | 64.6978 | 64.6978 | 64.6978 | 64.6978 | 64.6978 | 64.6978 | 64.6978 | 64.6978 | 64.6978 | 64.6978 | 0.1 |  |  |  |  | 0.57789 | 0.57789 | 0.57789 | 0.46304 | 0.34824 | 0.34824 | 0.34824 | 0.25455 | 0.67245 | 0.67245 | 0.67245 | 0.59583 | [120 empty] | 1 | 2.7963
* | EWNDOFD3E | Offshore Deep Wind Class 3 Cost Category E |  | ELCWND | ELC | 2015 | 30 | 0.35761 | 31.536 | 0.5 | [9 empty] | 8.3418 |  | 4766.4377 | 3336.5064 | 4679.7321 | 4445.7455 | 4211.7589 | 3977.7723 | 3743.7856 | 3743.7856 | 3743.7856 | 3743.7856 | 3743.7856 | 64.6978 | 64.6978 | 64.6978 | 64.6978 | 64.6978 | 64.6978 | 64.6978 | 64.6978 | 64.6978 | 64.6978 | 64.6978 | 0.1 |  |  |  |  | 0.57789 | 0.57789 | 0.57789 | 0.46304 | 0.34824 | 0.34824 | 0.34824 | 0.25455 | 0.67245 | 0.67245 | 0.67245 | 0.59583 | [120 empty] | 1 | 2.7963
* | EWNDOFD4A | Offshore Deep Wind Class 4 Cost Category A |  | ELCWND | ELC | 2015 | 30 | 0.35761 | 31.536 | 0.5 | [9 empty] | 0.1008 |  | 4077.2729 | 2854.091 | 3990.5673 | 3791.0389 | 3591.5105 | 3391.9822 | 3192.4538 | 3192.4538 | 3192.4538 | 3192.4538 | 3192.4538 | 64.6978 | 64.6978 | 64.6978 | 64.6978 | 64.6978 | 64.6978 | 64.6978 | 64.6978 | 64.6978 | 64.6978 | 64.6978 | 0.1 |  |  |  |  | 0.60734 | 0.60734 | 0.60734 | 0.48664 | 0.36599 | 0.36599 | 0.36599 | 0.26752 | 0.70672 | 0.70672 | 0.70672 | 0.6262 | [120 empty] | 1 | 2.7963
* | EWNDOFD4B | Offshore Deep Wind Class 4 Cost Category B |  | ELCWND | ELC | 2015 | 30 | 0.35761 | 31.536 | 0.5 | [9 empty] | 0.082 |  | 4081.6425 | 2857.1498 | 3994.9369 | 3795.19 | 3595.4432 | 3395.6964 | 3195.9495 | 3195.9495 | 3195.9495 | 3195.9495 | 3195.9495 | 64.6978 | 64.6978 | 64.6978 | 64.6978 | 64.6978 | 64.6978 | 64.6978 | 64.6978 | 64.6978 | 64.6978 | 64.6978 | 0.1 |  |  |  |  | 0.60734 | 0.60734 | 0.60734 | 0.48664 | 0.36599 | 0.36599 | 0.36599 | 0.26752 | 0.70672 | 0.70672 | 0.70672 | 0.6262 | [120 empty] | 1 | 2.7963
* | EWNDOFD4C | Offshore Deep Wind Class 4 Cost Category C |  | ELCWND | ELC | 2015 | 30 | 0.35761 | 31.536 | 0.5 | [9 empty] | 0.0578 |  | 4084.4303 | 2859.1012 | 3997.7247 | 3797.8384 | 3597.9522 | 3398.066 | 3198.1797 | 3198.1797 | 3198.1797 | 3198.1797 | 3198.1797 | 64.6978 | 64.6978 | 64.6978 | 64.6978 | 64.6978 | 64.6978 | 64.6978 | 64.6978 | 64.6978 | 64.6978 | 64.6978 | 0.1 |  |  |  |  | 0.60734 | 0.60734 | 0.60734 | 0.48664 | 0.36599 | 0.36599 | 0.36599 | 0.26752 | 0.70672 | 0.70672 | 0.70672 | 0.6262 | [120 empty] | 1 | 2.7963
* | EWNDOFD4D | Offshore Deep Wind Class 4 Cost Category D |  | ELCWND | ELC | 2015 | 30 | 0.35761 | 31.536 | 0.5 | [9 empty] | 0.0584 |  | 4087.3004 | 2861.1103 | 4000.5948 | 3800.5651 | 3600.5353 | 3400.5056 | 3200.4758 | 3200.4758 | 3200.4758 | 3200.4758 | 3200.4758 | 64.6978 | 64.6978 | 64.6978 | 64.6978 | 64.6978 | 64.6978 | 64.6978 | 64.6978 | 64.6978 | 64.6978 | 64.6978 | 0.1 |  |  |  |  | 0.60734 | 0.60734 | 0.60734 | 0.48664 | 0.36599 | 0.36599 | 0.36599 | 0.26752 | 0.70672 | 0.70672 | 0.70672 | 0.6262 | [120 empty] | 1 | 2.7963
* | EWNDOFD4E | Offshore Deep Wind Class 4 Cost Category E |  | ELCWND | ELC | 2015 | 30 | 0.35761 | 31.536 | 0.5 | [9 empty] | 0.0438 |  | 4091.17 | 2863.819 | 4004.4644 | 3804.2411 | 3604.0179 | 3403.7947 | 3203.5715 | 3203.5715 | 3203.5715 | 3203.5715 | 3203.5715 | 64.6978 | 64.6978 | 64.6978 | 64.6978 | 64.6978 | 64.6978 | 64.6978 | 64.6978 | 64.6978 | 64.6978 | 64.6978 | 0.1 |  |  |  |  | 0.60734 | 0.60734 | 0.60734 | 0.48664 | 0.36599 | 0.36599 | 0.36599 | 0.26752 | 0.70672 | 0.70672 | 0.70672 | 0.6262 | [120 empty] | 1 | 2.7963
* | EWNDOFD5A | Offshore Deep Wind Class 5 Cost Category A |  | ELCWND | ELC | 2015 | 30 | 0.35761 | 31.536 | 0.5 | [9 empty] | 0 |  | 3936.9472 | 2755.863 | 3850.2416 | 3657.7295 | 3465.2174 | 3272.7053 | 3080.1932 | 3080.1932 | 3080.1932 | 3080.1932 | 3080.1932 | 64.6978 | 64.6978 | 64.6978 | 64.6978 | 64.6978 | 64.6978 | 64.6978 | 64.6978 | 64.6978 | 64.6978 | 64.6978 | 0.1 |  |  |  |  | 0.63 | 0.63 | 0.63 | 0.50479 | 0.37964 | 0.37964 | 0.37964 | 0.2775 | 0.73309 | 0.73309 | 0.73309 | 0.64957 | [120 empty] | 1 | 2.7963
* | EWNDOFD5B | Offshore Deep Wind Class 5 Cost Category B |  | ELCWND | ELC | 2015 | 30 | 0.35761 | 31.536 | 0.5 | [9 empty] | 0 |  | 3936.9472 | 2755.863 | 3850.2416 | 3657.7295 | 3465.2174 | 3272.7053 | 3080.1932 | 3080.1932 | 3080.1932 | 3080.1932 | 3080.1932 | 64.6978 | 64.6978 | 64.6978 | 64.6978 | 64.6978 | 64.6978 | 64.6978 | 64.6978 | 64.6978 | 64.6978 | 64.6978 | 0.1 |  |  |  |  | 0.63 | 0.63 | 0.63 | 0.50479 | 0.37964 | 0.37964 | 0.37964 | 0.2775 | 0.73309 | 0.73309 | 0.73309 | 0.64957 | [120 empty] | 1 | 2.7963
* | EWNDOFD5C | Offshore Deep Wind Class 5 Cost Category C |  | ELCWND | ELC | 2015 | 30 | 0.35761 | 31.536 | 0.5 | [9 empty] | 0 |  | 3936.9472 | 2755.863 | 3850.2416 | 3657.7295 | 3465.2174 | 3272.7053 | 3080.1932 | 3080.1932 | 3080.1932 | 3080.1932 | 3080.1932 | 64.6978 | 64.6978 | 64.6978 | 64.6978 | 64.6978 | 64.6978 | 64.6978 | 64.6978 | 64.6978 | 64.6978 | 64.6978 | 0.1 |  |  |  |  | 0.63 | 0.63 | 0.63 | 0.50479 | 0.37964 | 0.37964 | 0.37964 | 0.2775 | 0.73309 | 0.73309 | 0.73309 | 0.64957 | [120 empty] | 1 | 2.7963
* | EWNDOFD5D | Offshore Deep Wind Class 5 Cost Category D |  | ELCWND | ELC | 2015 | 30 | 0.35761 | 31.536 | 0.5 | [9 empty] | 0 |  | 3936.9472 | 2755.863 | 3850.2416 | 3657.7295 | 3465.2174 | 3272.7053 | 3080.1932 | 3080.1932 | 3080.1932 | 3080.1932 | 3080.1932 | 64.6978 | 64.6978 | 64.6978 | 64.6978 | 64.6978 | 64.6978 | 64.6978 | 64.6978 | 64.6978 | 64.6978 | 64.6978 | 0.1 |  |  |  |  | 0.63 | 0.63 | 0.63 | 0.50479 | 0.37964 | 0.37964 | 0.37964 | 0.2775 | 0.73309 | 0.73309 | 0.73309 | 0.64957 | [120 empty] | 1 | 2.7963
* | EWNDOFD5E | Offshore Deep Wind Class 5 Cost Category E |  | ELCWND | ELC | 2015 | 30 | 0.35761 | 31.536 | 0.5 | [9 empty] | 0 |  | 3936.9472 | 2755.863 | 3850.2416 | 3657.7295 | 3465.2174 | 3272.7053 | 3080.1932 | 3080.1932 | 3080.1932 | 3080.1932 | 3080.1932 | 64.6978 | 64.6978 | 64.6978 | 64.6978 | 64.6978 | 64.6978 | 64.6978 | 64.6978 | 64.6978 | 64.6978 | 64.6978 | 0.1 |  |  |  |  | 0.63 | 0.63 | 0.63 | 0.50479 | 0.37964 | 0.37964 | 0.37964 | 0.2775 | 0.73309 | 0.73309 | 0.73309 | 0.64957 | [120 empty] | 1 | 2.7963
* | EWNDON1A | Onshore Wind Class 1 Cost Category A |  | ELCWND | ELC | 2010 | 30 | 0.35761 | 31.536 | 0.4 | [9 empty] | 46.2915 |  | 1858.0498 | 1300.6349 | 1647.4936 | 1643.3749 | 1639.2562 | 1635.1374 | 1631.0187 | 1631.0187 | 1631.0187 | 1631.0187 | 1631.0187 | 28.6729 | 24.5101 | 23.4888 | 23.4888 | 22.4676 | 21.4463 | 21.4463 | 21.4463 | 21.4463 | 21.4463 | 21.4463 | 0.1 |  |  |  |  | 0.42342 | 0.42342 | 0.42342 | 0.24863 | 0.2885 | 0.2885 | 0.2885 | 0.13599 | 0.40796 | 0.40796 | 0.40796 | 0.29684 | [120 empty] | 1 | 2.7963
* | EWNDON1B | Onshore Wind Class 1 Cost Category B |  | ELCWND | ELC | 2010 | 30 | 0.35761 | 31.536 | 0.4 | [9 empty] | 17.8116 |  | 1975.0916 | 1382.5641 | 1764.5354 | 1760.1241 | 1755.7128 | 1751.3014 | 1746.8901 | 1746.8901 | 1746.8901 | 1746.8901 | 1746.8901 | 28.6729 | 24.5101 | 23.4888 | 23.4888 | 22.4676 | 21.4463 | 21.4463 | 21.4463 | 21.4463 | 21.4463 | 21.4463 | 0.1 |  |  |  |  | 0.42342 | 0.42342 | 0.42342 | 0.24863 | 0.2885 | 0.2885 | 0.2885 | 0.13599 | 0.40796 | 0.40796 | 0.40796 | 0.29684 | [120 empty] | 1 | 2.7963
* | EWNDON1C | Onshore Wind Class 1 Cost Category C |  | ELCWND | ELC | 2010 | 30 | 0.35761 | 31.536 | 0.4 | [9 empty] | 21.2158 |  | 2138.3406 | 1496.8384 | 1927.7844 | 1922.9649 | 1918.1455 | 1913.326 | 1908.5065 | 1908.5065 | 1908.5065 | 1908.5065 | 1908.5065 | 28.6729 | 24.5101 | 23.4888 | 23.4888 | 22.4676 | 21.4463 | 21.4463 | 21.4463 | 21.4463 | 21.4463 | 21.4463 | 0.1 |  |  |  |  | 0.42342 | 0.42342 | 0.42342 | 0.24863 | 0.2885 | 0.2885 | 0.2885 | 0.13599 | 0.40796 | 0.40796 | 0.40796 | 0.29684 | [120 empty] | 1 | 2.7963
* | EWNDON1D | Onshore Wind Class 1 Cost Category D |  | ELCWND | ELC | 2010 | 30 | 0.35761 | 31.536 | 0.4 | [9 empty] | 11.2719 |  | 2271.5194 | 1590.0636 | 2060.9633 | 2055.8109 | 2050.6584 | 2045.506 | 2040.3536 | 2040.3536 | 2040.3536 | 2040.3536 | 2040.3536 | 28.6729 | 24.5101 | 23.4888 | 23.4888 | 22.4676 | 21.4463 | 21.4463 | 21.4463 | 21.4463 | 21.4463 | 21.4463 | 0.1 |  |  |  |  | 0.42342 | 0.42342 | 0.42342 | 0.24863 | 0.2885 | 0.2885 | 0.2885 | 0.13599 | 0.40796 | 0.40796 | 0.40796 | 0.29684 | [120 empty] | 1 | 2.7963
* | EWNDON1E | Onshore Wind Class 1 Cost Category E |  | ELCWND | ELC | 2010 | 30 | 0.35761 | 31.536 | 0.4 | [9 empty] | 25.2571 |  | 2483.7986 | 1738.659 | 2273.2424 | 2267.5593 | 2261.8762 | 2256.1931 | 2250.51 | 2250.51 | 2250.51 | 2250.51 | 2250.51 | 28.6729 | 24.5101 | 23.4888 | 23.4888 | 22.4676 | 21.4463 | 21.4463 | 21.4463 | 21.4463 | 21.4463 | 21.4463 | 0.1 |  |  |  |  | 0.42342 | 0.42342 | 0.42342 | 0.24863 | 0.2885 | 0.2885 | 0.2885 | 0.13599 | 0.40796 | 0.40796 | 0.40796 | 0.29684 | [120 empty] | 1 | 2.7963
* | EWNDON2A | Onshore Wind Class 2 Cost Category A |  | ELCWND | ELC | 2010 | 30 | 0.35761 | 31.536 | 0.4 | [9 empty] | 0.8639 |  | 1840.3425 | 1288.2397 | 1629.7863 | 1625.7118 | 1621.6374 | 1617.5629 | 1613.4884 | 1613.4884 | 1613.4884 | 1613.4884 | 1613.4884 | 28.6729 | 24.5101 | 23.4888 | 23.4888 | 22.4676 | 21.4463 | 21.4463 | 21.4463 | 21.4463 | 21.4463 | 21.4463 | 0.1 |  |  |  |  | 0.50878 | 0.50878 | 0.50878 | 0.29876 | 0.34666 | 0.34666 | 0.34666 | 0.1634 | 0.49021 | 0.49021 | 0.49021 | 0.35668 | [120 empty] | 1 | 2.7963
* | EWNDON2B | Onshore Wind Class 2 Cost Category B |  | ELCWND | ELC | 2010 | 30 | 0.35761 | 31.536 | 0.4 | [9 empty] | 1.3464 |  | 1864.5108 | 1305.1576 | 1653.9547 | 1649.8198 | 1645.6849 | 1641.55 | 1637.4151 | 1637.4151 | 1637.4151 | 1637.4151 | 1637.4151 | 28.6729 | 24.5101 | 23.4888 | 23.4888 | 22.4676 | 21.4463 | 21.4463 | 21.4463 | 21.4463 | 21.4463 | 21.4463 | 0.1 |  |  |  |  | 0.50878 | 0.50878 | 0.50878 | 0.29876 | 0.34666 | 0.34666 | 0.34666 | 0.1634 | 0.49021 | 0.49021 | 0.49021 | 0.35668 | [120 empty] | 1 | 2.7963
* | EWNDON2C | Onshore Wind Class 2 Cost Category C |  | ELCWND | ELC | 2010 | 30 | 0.35761 | 31.536 | 0.4 | [9 empty] | 1.1624 |  | 1896.1642 | 1327.3149 | 1685.608 | 1681.394 | 1677.18 | 1672.966 | 1668.7519 | 1668.7519 | 1668.7519 | 1668.7519 | 1668.7519 | 28.6729 | 24.5101 | 23.4888 | 23.4888 | 22.4676 | 21.4463 | 21.4463 | 21.4463 | 21.4463 | 21.4463 | 21.4463 | 0.1 |  |  |  |  | 0.50878 | 0.50878 | 0.50878 | 0.29876 | 0.34666 | 0.34666 | 0.34666 | 0.1634 | 0.49021 | 0.49021 | 0.49021 | 0.35668 | [120 empty] | 1 | 2.7963
* | EWNDON2D | Onshore Wind Class 2 Cost Category D |  | ELCWND | ELC | 2010 | 30 | 0.35761 | 31.536 | 0.4 | [9 empty] | 1.4559 |  | 1917.6497 | 1342.3548 | 1707.0935 | 1702.8258 | 1698.558 | 1694.2903 | 1690.0226 | 1690.0226 | 1690.0226 | 1690.0226 | 1690.0226 | 28.6729 | 24.5101 | 23.4888 | 23.4888 | 22.4676 | 21.4463 | 21.4463 | 21.4463 | 21.4463 | 21.4463 | 21.4463 | 0.1 |  |  |  |  | 0.50878 | 0.50878 | 0.50878 | 0.29876 | 0.34666 | 0.34666 | 0.34666 | 0.1634 | 0.49021 | 0.49021 | 0.49021 | 0.35668 | [120 empty] | 1 | 2.7963
* | EWNDON2E | Onshore Wind Class 2 Cost Category E |  | ELCWND | ELC | 2010 | 30 | 0.35761 | 31.536 | 0.4 | [9 empty] | 2.2563 |  | 1937.0609 | 1355.9427 | 1726.5048 | 1722.1885 | 1717.8722 | 1713.556 | 1709.2397 | 1709.2397 | 1709.2397 | 1709.2397 | 1709.2397 | 28.6729 | 24.5101 | 23.4888 | 23.4888 | 22.4676 | 21.4463 | 21.4463 | 21.4463 | 21.4463 | 21.4463 | 21.4463 | 0.1 |  |  |  |  | 0.50878 | 0.50878 | 0.50878 | 0.29876 | 0.34666 | 0.34666 | 0.34666 | 0.1634 | 0.49021 | 0.49021 | 0.49021 | 0.35668 | [120 empty] | 1 | 2.7963
* | EWNDON3A | Onshore Wind Class 3 Cost Category A |  | ELCWND | ELC | 2010 | 30 | 0.35761 | 31.536 | 0.4 | [9 empty] | 0.0125 |  | 1844.6015 | 1291.2211 | 1634.0453 | 1629.9602 | 1625.8751 | 1621.79 | 1617.7049 | 1617.7049 | 1617.7049 | 1617.7049 | 1617.7049 | 28.6729 | 24.5101 | 23.4888 | 23.4888 | 22.4676 | 21.4463 | 21.4463 | 21.4463 | 21.4463 | 21.4463 | 21.4463 | 0.1 |  |  |  |  | 0.54914 | 0.54914 | 0.54914 | 0.32246 | 0.37416 | 0.37416 | 0.37416 | 0.17636 | 0.52909 | 0.52909 | 0.52909 | 0.38497 | [120 empty] | 1 | 2.7963
* | EWNDON3B | Onshore Wind Class 3 Cost Category B |  | ELCWND | ELC | 2010 | 30 | 0.35761 | 31.536 | 0.4 | [9 empty] | 0.0119 |  | 1879.4939 | 1315.6457 | 1668.9377 | 1664.7654 | 1660.593 | 1656.4207 | 1652.2483 | 1652.2483 | 1652.2483 | 1652.2483 | 1652.2483 | 28.6729 | 24.5101 | 23.4888 | 23.4888 | 22.4676 | 21.4463 | 21.4463 | 21.4463 | 21.4463 | 21.4463 | 21.4463 | 0.1 |  |  |  |  | 0.54914 | 0.54914 | 0.54914 | 0.32246 | 0.37416 | 0.37416 | 0.37416 | 0.17636 | 0.52909 | 0.52909 | 0.52909 | 0.38497 | [120 empty] | 1 | 2.7963
* | EWNDON3C | Onshore Wind Class 3 Cost Category C |  | ELCWND | ELC | 2010 | 30 | 0.35761 | 31.536 | 0.4 | [9 empty] | 0.0247 |  | 1896.0026 | 1327.2018 | 1685.4464 | 1681.2328 | 1677.0192 | 1672.8056 | 1668.592 | 1668.592 | 1668.592 | 1668.592 | 1668.592 | 28.6729 | 24.5101 | 23.4888 | 23.4888 | 22.4676 | 21.4463 | 21.4463 | 21.4463 | 21.4463 | 21.4463 | 21.4463 | 0.1 |  |  |  |  | 0.54914 | 0.54914 | 0.54914 | 0.32246 | 0.37416 | 0.37416 | 0.37416 | 0.17636 | 0.52909 | 0.52909 | 0.52909 | 0.38497 | [120 empty] | 1 | 2.7963
* | EWNDON3D | Onshore Wind Class 3 Cost Category D |  | ELCWND | ELC | 2010 | 30 | 0.35761 | 31.536 | 0.4 | [9 empty] | 0.0118 |  | 1918.3943 | 1342.876 | 1707.8382 | 1703.5686 | 1699.299 | 1695.0294 | 1690.7598 | 1690.7598 | 1690.7598 | 1690.7598 | 1690.7598 | 28.6729 | 24.5101 | 23.4888 | 23.4888 | 22.4676 | 21.4463 | 21.4463 | 21.4463 | 21.4463 | 21.4463 | 21.4463 | 0.1 |  |  |  |  | 0.54914 | 0.54914 | 0.54914 | 0.32246 | 0.37416 | 0.37416 | 0.37416 | 0.17636 | 0.52909 | 0.52909 | 0.52909 | 0.38497 | [120 empty] | 1 | 2.7963
* | EWNDON3E | Onshore Wind Class 3 Cost Category E |  | ELCWND | ELC | 2010 | 30 | 0.35761 | 31.536 | 0.4 | [9 empty] | 0.0042 |  | 1939.1792 | 1357.4255 | 1728.623 | 1724.3015 | 1719.9799 | 1715.6584 | 1711.3368 | 1711.3368 | 1711.3368 | 1711.3368 | 1711.3368 | 28.6729 | 24.5101 | 23.4888 | 23.4888 | 22.4676 | 21.4463 | 21.4463 | 21.4463 | 21.4463 | 21.4463 | 21.4463 | 0.1 |  |  |  |  | 0.54914 | 0.54914 | 0.54914 | 0.32246 | 0.37416 | 0.37416 | 0.37416 | 0.17636 | 0.52909 | 0.52909 | 0.52909 | 0.38497 | [120 empty] | 1 | 2.7963
* | EWNDON4A | Onshore Wind Class 4 Cost Category A |  | ELCWND | ELC | 2010 | 30 | 0.35761 | 31.536 | 0.4 | [9 empty] | 0.0026 |  | 1879.6743 | 1315.772 | 1669.1182 | 1664.9454 | 1660.7726 | 1656.5998 | 1652.427 | 1652.427 | 1652.427 | 1652.427 | 1652.427 | 28.6729 | 24.5101 | 23.4888 | 23.4888 | 22.4676 | 21.4463 | 21.4463 | 21.4463 | 21.4463 | 21.4463 | 21.4463 | 0.1 |  |  |  |  | 0.58261 | 0.58261 | 0.58261 | 0.34211 | 0.39696 | 0.39696 | 0.39696 | 0.18711 | 0.56134 | 0.56134 | 0.56134 | 0.40844 | [120 empty] | 1 | 2.7963
* | EWNDON4B | Onshore Wind Class 4 Cost Category B |  | ELCWND | ELC | 2010 | 30 | 0.35761 | 31.536 | 0.4 | [9 empty] | 0.0028 |  | 1881.6585 | 1317.161 | 1671.1023 | 1666.9246 | 1662.7468 | 1658.5691 | 1654.3913 | 1654.3913 | 1654.3913 | 1654.3913 | 1654.3913 | 28.6729 | 24.5101 | 23.4888 | 23.4888 | 22.4676 | 21.4463 | 21.4463 | 21.4463 | 21.4463 | 21.4463 | 21.4463 | 0.1 |  |  |  |  | 0.58261 | 0.58261 | 0.58261 | 0.34211 | 0.39696 | 0.39696 | 0.39696 | 0.18711 | 0.56134 | 0.56134 | 0.56134 | 0.40844 | [120 empty] | 1 | 2.7963
* | EWNDON4C | Onshore Wind Class 4 Cost Category C |  | ELCWND | ELC | 2010 | 30 | 0.35761 | 31.536 | 0.4 | [9 empty] | 0.0041 |  | 1884.229 | 1318.9603 | 1673.6729 | 1669.4887 | 1665.3045 | 1661.1203 | 1656.9361 | 1656.9361 | 1656.9361 | 1656.9361 | 1656.9361 | 28.6729 | 24.5101 | 23.4888 | 23.4888 | 22.4676 | 21.4463 | 21.4463 | 21.4463 | 21.4463 | 21.4463 | 21.4463 | 0.1 |  |  |  |  | 0.58261 | 0.58261 | 0.58261 | 0.34211 | 0.39696 | 0.39696 | 0.39696 | 0.18711 | 0.56134 | 0.56134 | 0.56134 | 0.40844 | [120 empty] | 1 | 2.7963
* | EWNDON4D | Onshore Wind Class 4 Cost Category D |  | ELCWND | ELC | 2010 | 30 | 0.35761 | 31.536 | 0.4 | [9 empty] | 0.0064 |  | 1901.9261 | 1331.3482 | 1691.3699 | 1687.1415 | 1682.913 | 1678.6846 | 1674.4562 | 1674.4562 | 1674.4562 | 1674.4562 | 1674.4562 | 28.6729 | 24.5101 | 23.4888 | 23.4888 | 22.4676 | 21.4463 | 21.4463 | 21.4463 | 21.4463 | 21.4463 | 21.4463 | 0.1 |  |  |  |  | 0.58261 | 0.58261 | 0.58261 | 0.34211 | 0.39696 | 0.39696 | 0.39696 | 0.18711 | 0.56134 | 0.56134 | 0.56134 | 0.40844 | [120 empty] | 1 | 2.7963
* | EWNDON4E | Onshore Wind Class 4 Cost Category E |  | ELCWND | ELC | 2010 | 30 | 0.35761 | 31.536 | 0.4 | [9 empty] | 0.001 |  | 1939.1792 | 1357.4255 | 1728.623 | 1724.3015 | 1719.9799 | 1715.6584 | 1711.3368 | 1711.3368 | 1711.3368 | 1711.3368 | 1711.3368 | 28.6729 | 24.5101 | 23.4888 | 23.4888 | 22.4676 | 21.4463 | 21.4463 | 21.4463 | 21.4463 | 21.4463 | 21.4463 | 0.1 |  |  |  |  | 0.58261 | 0.58261 | 0.58261 | 0.34211 | 0.39696 | 0.39696 | 0.39696 | 0.18711 | 0.56134 | 0.56134 | 0.56134 | 0.40844 | [120 empty] | 1 | 2.7963
* | EWNDON5A | Onshore Wind Class 5 Cost Category A |  | ELCWND | ELC | 2010 | 30 | 0.35761 | 31.536 | 0.4 | [9 empty] | 0.001 |  | 1883.674 | 1318.5718 | 1673.1178 | 1668.935 | 1664.7522 | 1660.5694 | 1656.3866 | 1656.3866 | 1656.3866 | 1656.3866 | 1656.3866 | 28.6729 | 24.5101 | 23.4888 | 23.4888 | 22.4676 | 21.4463 | 21.4463 | 21.4463 | 21.4463 | 21.4463 | 21.4463 | 0.1 |  |  |  |  | 0.6217 | 0.6217 | 0.6217 | 0.36506 | 0.4236 | 0.4236 | 0.4236 | 0.19967 | 0.59901 | 0.59901 | 0.59901 | 0.43584 | [120 empty] | 1 | 2.7963
* | EWNDON5B | Onshore Wind Class 5 Cost Category B |  | ELCWND | ELC | 2010 | 30 | 0.35761 | 31.536 | 0.4 | [9 empty] | 0.0024 |  | 1884.3851 | 1319.0696 | 1673.829 | 1669.6444 | 1665.4598 | 1661.2752 | 1657.0907 | 1657.0907 | 1657.0907 | 1657.0907 | 1657.0907 | 28.6729 | 24.5101 | 23.4888 | 23.4888 | 22.4676 | 21.4463 | 21.4463 | 21.4463 | 21.4463 | 21.4463 | 21.4463 | 0.1 |  |  |  |  | 0.6217 | 0.6217 | 0.6217 | 0.36506 | 0.4236 | 0.4236 | 0.4236 | 0.19967 | 0.59901 | 0.59901 | 0.59901 | 0.43584 | [120 empty] | 1 | 2.7963
* | EWNDON5C | Onshore Wind Class 5 Cost Category C |  | ELCWND | ELC | 2010 | 30 | 0.35761 | 31.536 | 0.4 | [9 empty] | 0 |  | 1801.9205 | 1261.3444 | 1591.3644 | 1587.386 | 1583.4075 | 1579.4291 | 1575.4507 | 1575.4507 | 1575.4507 | 1575.4507 | 1575.4507 | 28.6729 | 24.5101 | 23.4888 | 23.4888 | 22.4676 | 21.4463 | 21.4463 | 21.4463 | 21.4463 | 21.4463 | 21.4463 | 0.1 |  |  |  |  | 0.6217 | 0.6217 | 0.6217 | 0.36506 | 0.4236 | 0.4236 | 0.4236 | 0.19967 | 0.59901 | 0.59901 | 0.59901 | 0.43584 | [120 empty] | 1 | 2.7963
* | EWNDON5D | Onshore Wind Class 5 Cost Category D |  | ELCWND | ELC | 2010 | 30 | 0.35761 | 31.536 | 0.4 | [9 empty] | 0 |  | 1801.9205 | 1261.3444 | 1591.3644 | 1587.386 | 1583.4075 | 1579.4291 | 1575.4507 | 1575.4507 | 1575.4507 | 1575.4507 | 1575.4507 | 28.6729 | 24.5101 | 23.4888 | 23.4888 | 22.4676 | 21.4463 | 21.4463 | 21.4463 | 21.4463 | 21.4463 | 21.4463 | 0.1 |  |  |  |  | 0.6217 | 0.6217 | 0.6217 | 0.36506 | 0.4236 | 0.4236 | 0.4236 | 0.19967 | 0.59901 | 0.59901 | 0.59901 | 0.43584 | [120 empty] | 1 | 2.7963
* | EWNDON5E | Onshore Wind Class 5 Cost Category E |  | ELCWND | ELC | 2010 | 30 | 0.35761 | 31.536 | 0.4 | [9 empty] | 0 |  | 1801.9205 | 1261.3444 | 1591.3644 | 1587.386 | 1583.4075 | 1579.4291 | 1575.4507 | 1575.4507 | 1575.4507 | 1575.4507 | 1575.4507 | 28.6729 | 24.5101 | 23.4888 | 23.4888 | 22.4676 | 21.4463 | 21.4463 | 21.4463 | 21.4463 | 21.4463 | 21.4463 | 0.1 |  |  |  |  | 0.6217 | 0.6217 | 0.6217 | 0.36506 | 0.4236 | 0.4236 | 0.4236 | 0.19967 | 0.59901 | 0.59901 | 0.59901 | 0.43584 | [120 empty] | 1 | 2.7963
* | EWNDOFS1A | Offshore Shallow Wind Class 1 Cost Category A |  | ELCWND | ELC | 2015 | 30 | 0.35761 | 31.536 | 0.4 | [9 empty] | 4.624 |  | 4203.3501 | 2942.3451 | 4116.6445 | 3910.8122 | 3704.98 | 3499.1478 | 3293.3156 | 3293.3156 | 3293.3156 | 3293.3156 | 3293.3156 | 64.6978 | 64.6978 | 64.6978 | 64.6978 | 64.6978 | 64.6978 | 64.6978 | 64.6978 | 64.6978 | 64.6978 | 64.6978 | 0.1 |  |  |  |  | 0.43383 | 0.43383 | 0.43383 | 0.25474 | 0.29559 | 0.29559 | 0.29559 | 0.13933 | 0.41799 | 0.41799 | 0.41799 | 0.30413 | [120 empty] | 1 | 2.7963
* | EWNDOFS1B | Offshore Shallow Wind Class 1 Cost Category B |  | ELCWND | ELC | 2015 | 30 | 0.35761 | 31.536 | 0.4 | [9 empty] | 3.347 |  | 4397.2312 | 3078.0619 | 4310.5256 | 4094.9993 | 3879.473 | 3663.9468 | 3448.4205 | 3448.4205 | 3448.4205 | 3448.4205 | 3448.4205 | 64.6978 | 64.6978 | 64.6978 | 64.6978 | 64.6978 | 64.6978 | 64.6978 | 64.6978 | 64.6978 | 64.6978 | 64.6978 | 0.1 |  |  |  |  | 0.43383 | 0.43383 | 0.43383 | 0.25474 | 0.29559 | 0.29559 | 0.29559 | 0.13933 | 0.41799 | 0.41799 | 0.41799 | 0.30413 | [120 empty] | 1 | 2.7963
* | EWNDOFS1C | Offshore Shallow Wind Class 1 Cost Category C |  | ELCWND | ELC | 2015 | 30 | 0.35761 | 31.536 | 0.4 | [9 empty] | 5.5712 |  | 4560.7596 | 3192.5317 | 4474.0539 | 4250.3512 | 4026.6486 | 3802.9459 | 3579.2432 | 3579.2432 | 3579.2432 | 3579.2432 | 3579.2432 | 64.6978 | 64.6978 | 64.6978 | 64.6978 | 64.6978 | 64.6978 | 64.6978 | 64.6978 | 64.6978 | 64.6978 | 64.6978 | 0.1 |  |  |  |  | 0.43383 | 0.43383 | 0.43383 | 0.25474 | 0.29559 | 0.29559 | 0.29559 | 0.13933 | 0.41799 | 0.41799 | 0.41799 | 0.30413 | [120 empty] | 1 | 2.7963
* | EWNDOFS1D | Offshore Shallow Wind Class 1 Cost Category D |  | ELCWND | ELC | 2015 | 30 | 0.35761 | 31.536 | 0.4 | [9 empty] | 4.4846 |  | 4674.07 | 3271.849 | 4587.3643 | 4357.9961 | 4128.6279 | 3899.2597 | 3669.8915 | 3669.8915 | 3669.8915 | 3669.8915 | 3669.8915 | 64.6978 | 64.6978 | 64.6978 | 64.6978 | 64.6978 | 64.6978 | 64.6978 | 64.6978 | 64.6978 | 64.6978 | 64.6978 | 0.1 |  |  |  |  | 0.43383 | 0.43383 | 0.43383 | 0.25474 | 0.29559 | 0.29559 | 0.29559 | 0.13933 | 0.41799 | 0.41799 | 0.41799 | 0.30413 | [120 empty] | 1 | 2.7963
* | EWNDOFS1E | Offshore Shallow Wind Class 1 Cost Category E |  | ELCWND | ELC | 2015 | 30 | 0.35761 | 31.536 | 0.4 | [9 empty] | 3.0996 |  | 4778.164 | 3344.7148 | 4691.4583 | 4456.8854 | 4222.3125 | 3987.7396 | 3753.1667 | 3753.1667 | 3753.1667 | 3753.1667 | 3753.1667 | 64.6978 | 64.6978 | 64.6978 | 64.6978 | 64.6978 | 64.6978 | 64.6978 | 64.6978 | 64.6978 | 64.6978 | 64.6978 | 0.1 |  |  |  |  | 0.43383 | 0.43383 | 0.43383 | 0.25474 | 0.29559 | 0.29559 | 0.29559 | 0.13933 | 0.41799 | 0.41799 | 0.41799 | 0.30413 | [120 empty] | 1 | 2.7963
* | EWNDOFS2A | Offshore Shallow Wind Class 2 Cost Category A |  | ELCWND | ELC | 2015 | 30 | 0.35761 | 31.536 | 0.4 | [9 empty] | 10.649 |  | 3992.291 | 2794.6037 | 3905.5853 | 3710.3061 | 3515.0268 | 3319.7475 | 3124.4683 | 3124.4683 | 3124.4683 | 3124.4683 | 3124.4683 | 64.6978 | 64.6978 | 64.6978 | 64.6978 | 64.6978 | 64.6978 | 64.6978 | 64.6978 | 64.6978 | 64.6978 | 64.6978 | 0.1 |  |  |  |  | 0.55927 | 0.55927 | 0.55927 | 0.3284 | 0.38106 | 0.38106 | 0.38106 | 0.17962 | 0.53885 | 0.53885 | 0.53885 | 0.39207 | [120 empty] | 1 | 2.7963
* | EWNDOFS2B | Offshore Shallow Wind Class 2 Cost Category B |  | ELCWND | ELC | 2015 | 30 | 0.35761 | 31.536 | 0.4 | [9 empty] | 15.8166 |  | 4165.6051 | 2915.9236 | 4078.8994 | 3874.9545 | 3671.0095 | 3467.0645 | 3263.1195 | 3263.1195 | 3263.1195 | 3263.1195 | 3263.1195 | 64.6978 | 64.6978 | 64.6978 | 64.6978 | 64.6978 | 64.6978 | 64.6978 | 64.6978 | 64.6978 | 64.6978 | 64.6978 | 0.1 |  |  |  |  | 0.55927 | 0.55927 | 0.55927 | 0.3284 | 0.38106 | 0.38106 | 0.38106 | 0.17962 | 0.53885 | 0.53885 | 0.53885 | 0.39207 | [120 empty] | 1 | 2.7963
* | EWNDOFS2C | Offshore Shallow Wind Class 2 Cost Category C |  | ELCWND | ELC | 2015 | 30 | 0.35761 | 31.536 | 0.4 | [9 empty] | 12.5004 |  | 4416.6075 | 3091.6252 | 4329.9018 | 4113.4067 | 3896.9116 | 3680.4165 | 3463.9215 | 3463.9215 | 3463.9215 | 3463.9215 | 3463.9215 | 64.6978 | 64.6978 | 64.6978 | 64.6978 | 64.6978 | 64.6978 | 64.6978 | 64.6978 | 64.6978 | 64.6978 | 64.6978 | 0.1 |  |  |  |  | 0.55927 | 0.55927 | 0.55927 | 0.3284 | 0.38106 | 0.38106 | 0.38106 | 0.17962 | 0.53885 | 0.53885 | 0.53885 | 0.39207 | [120 empty] | 1 | 2.7963
* | EWNDOFS2D | Offshore Shallow Wind Class 2 Cost Category D |  | ELCWND | ELC | 2015 | 30 | 0.35761 | 31.536 | 0.4 | [9 empty] | 9.7904 |  | 4559.8786 | 3191.915 | 4473.1729 | 4249.5143 | 4025.8557 | 3802.197 | 3578.5384 | 3578.5384 | 3578.5384 | 3578.5384 | 3578.5384 | 64.6978 | 64.6978 | 64.6978 | 64.6978 | 64.6978 | 64.6978 | 64.6978 | 64.6978 | 64.6978 | 64.6978 | 64.6978 | 0.1 |  |  |  |  | 0.55927 | 0.55927 | 0.55927 | 0.3284 | 0.38106 | 0.38106 | 0.38106 | 0.17962 | 0.53885 | 0.53885 | 0.53885 | 0.39207 | [120 empty] | 1 | 2.7963
* | EWNDOFS2E | Offshore Shallow Wind Class 2 Cost Category E |  | ELCWND | ELC | 2015 | 30 | 0.35761 | 31.536 | 0.4 | [9 empty] | 8.5924 |  | 4725.1398 | 3307.5979 | 4638.4342 | 4406.5124 | 4174.5907 | 3942.669 | 3710.7473 | 3710.7473 | 3710.7473 | 3710.7473 | 3710.7473 | 64.6978 | 64.6978 | 64.6978 | 64.6978 | 64.6978 | 64.6978 | 64.6978 | 64.6978 | 64.6978 | 64.6978 | 64.6978 | 0.1 |  |  |  |  | 0.55927 | 0.55927 | 0.55927 | 0.3284 | 0.38106 | 0.38106 | 0.38106 | 0.17962 | 0.53885 | 0.53885 | 0.53885 | 0.39207 | [120 empty] | 1 | 2.7963
* | EWNDOFS3A | Offshore Shallow Wind Class 3 Cost Category A |  | ELCWND | ELC | 2015 | 30 | 0.35761 | 31.536 | 0.4 | [9 empty] | 7.2792 |  | 3989.3116 | 2792.5181 | 3902.606 | 3707.4757 | 3512.3454 | 3317.2151 | 3122.0848 | 3122.0848 | 3122.0848 | 3122.0848 | 3122.0848 | 64.6978 | 64.6978 | 64.6978 | 64.6978 | 64.6978 | 64.6978 | 64.6978 | 64.6978 | 64.6978 | 64.6978 | 64.6978 | 0.1 |  |  |  |  | 0.60525 | 0.60525 | 0.60525 | 0.3554 | 0.41239 | 0.41239 | 0.41239 | 0.19438 | 0.58315 | 0.58315 | 0.58315 | 0.42431 | [120 empty] | 1 | 2.7963
* | EWNDOFS3B | Offshore Shallow Wind Class 3 Cost Category B |  | ELCWND | ELC | 2015 | 30 | 0.35761 | 31.536 | 0.4 | [9 empty] | 6.3924 |  | 4085.0454 | 2859.5318 | 3998.3398 | 3798.4228 | 3598.5058 | 3398.5888 | 3198.6718 | 3198.6718 | 3198.6718 | 3198.6718 | 3198.6718 | 64.6978 | 64.6978 | 64.6978 | 64.6978 | 64.6978 | 64.6978 | 64.6978 | 64.6978 | 64.6978 | 64.6978 | 64.6978 | 0.1 |  |  |  |  | 0.60525 | 0.60525 | 0.60525 | 0.3554 | 0.41239 | 0.41239 | 0.41239 | 0.19438 | 0.58315 | 0.58315 | 0.58315 | 0.42431 | [120 empty] | 1 | 2.7963
* | EWNDOFS3C | Offshore Shallow Wind Class 3 Cost Category C |  | ELCWND | ELC | 2015 | 30 | 0.35761 | 31.536 | 0.4 | [9 empty] | 5.0318 |  | 4197.1794 | 2938.0256 | 4110.4737 | 3904.95 | 3699.4264 | 3493.9027 | 3288.379 | 3288.379 | 3288.379 | 3288.379 | 3288.379 | 64.6978 | 64.6978 | 64.6978 | 64.6978 | 64.6978 | 64.6978 | 64.6978 | 64.6978 | 64.6978 | 64.6978 | 64.6978 | 0.1 |  |  |  |  | 0.60525 | 0.60525 | 0.60525 | 0.3554 | 0.41239 | 0.41239 | 0.41239 | 0.19438 | 0.58315 | 0.58315 | 0.58315 | 0.42431 | [120 empty] | 1 | 2.7963
* | EWNDOFS3D | Offshore Shallow Wind Class 3 Cost Category D |  | ELCWND | ELC | 2015 | 30 | 0.35761 | 31.536 | 0.4 | [9 empty] | 4.4156 |  | 4441.0543 | 3108.738 | 4354.3487 | 4136.6312 | 3918.9138 | 3701.1964 | 3483.4789 | 3483.4789 | 3483.4789 | 3483.4789 | 3483.4789 | 64.6978 | 64.6978 | 64.6978 | 64.6978 | 64.6978 | 64.6978 | 64.6978 | 64.6978 | 64.6978 | 64.6978 | 64.6978 | 0.1 |  |  |  |  | 0.60525 | 0.60525 | 0.60525 | 0.3554 | 0.41239 | 0.41239 | 0.41239 | 0.19438 | 0.58315 | 0.58315 | 0.58315 | 0.42431 | [120 empty] | 1 | 2.7963
* | EWNDOFS3E | Offshore Shallow Wind Class 3 Cost Category E |  | ELCWND | ELC | 2015 | 30 | 0.35761 | 31.536 | 0.4 | [9 empty] | 1.5796 |  | 4632.2596 | 3242.5817 | 4545.554 | 4318.2763 | 4090.9986 | 3863.7209 | 3636.4432 | 3636.4432 | 3636.4432 | 3636.4432 | 3636.4432 | 64.6978 | 64.6978 | 64.6978 | 64.6978 | 64.6978 | 64.6978 | 64.6978 | 64.6978 | 64.6978 | 64.6978 | 64.6978 | 0.1 |  |  |  |  | 0.60525 | 0.60525 | 0.60525 | 0.3554 | 0.41239 | 0.41239 | 0.41239 | 0.19438 | 0.58315 | 0.58315 | 0.58315 | 0.42431 | [120 empty] | 1 | 2.7963
* | EWNDOFS4A | Offshore Shallow Wind Class 4 Cost Category A |  | ELCWND | ELC | 2015 | 30 | 0.35761 | 31.536 | 0.4 | [9 empty] | 0.5562 |  | 4020.8719 | 2814.6103 | 3934.1663 | 3737.458 | 3540.7496 | 3344.0413 | 3147.333 | 3147.333 | 3147.333 | 3147.333 | 3147.333 | 64.6978 | 64.6978 | 64.6978 | 64.6978 | 64.6978 | 64.6978 | 64.6978 | 64.6978 | 64.6978 | 64.6978 | 64.6978 | 0.1 |  |  |  |  | 0.64913 | 0.64913 | 0.64913 | 0.38117 | 0.44228 | 0.44228 | 0.44228 | 0.20848 | 0.62543 | 0.62543 | 0.62543 | 0.45507 | [120 empty] | 1 | 2.7963
* | EWNDOFS4B | Offshore Shallow Wind Class 4 Cost Category B |  | ELCWND | ELC | 2015 | 30 | 0.35761 | 31.536 | 0.4 | [9 empty] | 1.2534 |  | 4075.3118 | 2852.7183 | 3988.6062 | 3789.1759 | 3589.7456 | 3390.3153 | 3190.885 | 3190.885 | 3190.885 | 3190.885 | 3190.885 | 64.6978 | 64.6978 | 64.6978 | 64.6978 | 64.6978 | 64.6978 | 64.6978 | 64.6978 | 64.6978 | 64.6978 | 64.6978 | 0.1 |  |  |  |  | 0.64913 | 0.64913 | 0.64913 | 0.38117 | 0.44228 | 0.44228 | 0.44228 | 0.20848 | 0.62543 | 0.62543 | 0.62543 | 0.45507 | [120 empty] | 1 | 2.7963
* | EWNDOFS4C | Offshore Shallow Wind Class 4 Cost Category C |  | ELCWND | ELC | 2015 | 30 | 0.35761 | 31.536 | 0.4 | [9 empty] | 0.3944 |  | 4137.7155 | 2896.4008 | 4051.0098 | 3848.4594 | 3645.9089 | 3443.3584 | 3240.8079 | 3240.8079 | 3240.8079 | 3240.8079 | 3240.8079 | 64.6978 | 64.6978 | 64.6978 | 64.6978 | 64.6978 | 64.6978 | 64.6978 | 64.6978 | 64.6978 | 64.6978 | 64.6978 | 0.1 |  |  |  |  | 0.64913 | 0.64913 | 0.64913 | 0.38117 | 0.44228 | 0.44228 | 0.44228 | 0.20848 | 0.62543 | 0.62543 | 0.62543 | 0.45507 | [120 empty] | 1 | 2.7963
* | EWNDOFS4D | Offshore Shallow Wind Class 4 Cost Category D |  | ELCWND | ELC | 2015 | 30 | 0.35761 | 31.536 | 0.4 | [9 empty] | 0.4456 |  | 4222.4544 | 2955.7181 | 4135.7488 | 3928.9613 | 3722.1739 | 3515.3864 | 3308.599 | 3308.599 | 3308.599 | 3308.599 | 3308.599 | 64.6978 | 64.6978 | 64.6978 | 64.6978 | 64.6978 | 64.6978 | 64.6978 | 64.6978 | 64.6978 | 64.6978 | 64.6978 | 0.1 |  |  |  |  | 0.64913 | 0.64913 | 0.64913 | 0.38117 | 0.44228 | 0.44228 | 0.44228 | 0.20848 | 0.62543 | 0.62543 | 0.62543 | 0.45507 | [120 empty] | 1 | 2.7963
* | EWNDOFS4E | Offshore Shallow Wind Class 4 Cost Category E |  | ELCWND | ELC | 2015 | 30 | 0.35761 | 31.536 | 0.4 | [9 empty] | 0.1478 |  | 4376.9488 | 3063.8642 | 4290.2432 | 4075.731 | 3861.2189 | 3646.7067 | 3432.1946 | 3432.1946 | 3432.1946 | 3432.1946 | 3432.1946 | 64.6978 | 64.6978 | 64.6978 | 64.6978 | 64.6978 | 64.6978 | 64.6978 | 64.6978 | 64.6978 | 64.6978 | 64.6978 | 0.1 |  |  |  |  | 0.64913 | 0.64913 | 0.64913 | 0.38117 | 0.44228 | 0.44228 | 0.44228 | 0.20848 | 0.62543 | 0.62543 | 0.62543 | 0.45507 | [120 empty] | 1 | 2.7963
* | EWNDOFS5A | Offshore Shallow Wind Class 5 Cost Category A |  | ELCWND | ELC | 2015 | 30 | 0.35761 | 31.536 | 0.4 | [9 empty] | 0.0558 |  | 4046.9288 | 2832.8502 | 3960.2232 | 3762.212 | 3564.2008 | 3366.1897 | 3168.1785 | 3168.1785 | 3168.1785 | 3168.1785 | 3168.1785 | 64.6978 | 64.6978 | 64.6978 | 64.6978 | 64.6978 | 64.6978 | 64.6978 | 64.6978 | 64.6978 | 64.6978 | 64.6978 | 0.1 |  |  |  |  | 0.70017 | 0.70017 | 0.70017 | 0.41114 | 0.47706 | 0.47706 | 0.47706 | 0.22487 | 0.67461 | 0.67461 | 0.67461 | 0.49085 | [120 empty] | 1 | 2.7963
* | EWNDOFS5B | Offshore Shallow Wind Class 5 Cost Category B |  | ELCWND | ELC | 2015 | 30 | 0.35761 | 31.536 | 0.4 | [9 empty] | 0.1034 |  | 4066.4314 | 2846.502 | 3979.7258 | 3780.7395 | 3581.7532 | 3382.7669 | 3183.7806 | 3183.7806 | 3183.7806 | 3183.7806 | 3183.7806 | 64.6978 | 64.6978 | 64.6978 | 64.6978 | 64.6978 | 64.6978 | 64.6978 | 64.6978 | 64.6978 | 64.6978 | 64.6978 | 0.1 |  |  |  |  | 0.70017 | 0.70017 | 0.70017 | 0.41114 | 0.47706 | 0.47706 | 0.47706 | 0.22487 | 0.67461 | 0.67461 | 0.67461 | 0.49085 | [120 empty] | 1 | 2.7963
* | EWNDOFS5C | Offshore Shallow Wind Class 5 Cost Category C |  | ELCWND | ELC | 2015 | 30 | 0.35761 | 31.536 | 0.4 | [9 empty] | 0.0932 |  | 4118.3195 | 2882.8237 | 4031.6139 | 3830.0332 | 3628.4525 | 3426.8718 | 3225.2911 | 3225.2911 | 3225.2911 | 3225.2911 | 3225.2911 | 64.6978 | 64.6978 | 64.6978 | 64.6978 | 64.6978 | 64.6978 | 64.6978 | 64.6978 | 64.6978 | 64.6978 | 64.6978 | 0.1 |  |  |  |  | 0.70017 | 0.70017 | 0.70017 | 0.41114 | 0.47706 | 0.47706 | 0.47706 | 0.22487 | 0.67461 | 0.67461 | 0.67461 | 0.49085 | [120 empty] | 1 | 2.7963
* | EWNDOFS5D | Offshore Shallow Wind Class 5 Cost Category D |  | ELCWND | ELC | 2015 | 30 | 0.35761 | 31.536 | 0.4 | [9 empty] | 0.104 |  | 4198.0435 | 2938.6305 | 4111.3379 | 3905.771 | 3700.2041 | 3494.6372 | 3289.0703 | 3289.0703 | 3289.0703 | 3289.0703 | 3289.0703 | 64.6978 | 64.6978 | 64.6978 | 64.6978 | 64.6978 | 64.6978 | 64.6978 | 64.6978 | 64.6978 | 64.6978 | 64.6978 | 0.1 |  |  |  |  | 0.70017 | 0.70017 | 0.70017 | 0.41114 | 0.47706 | 0.47706 | 0.47706 | 0.22487 | 0.67461 | 0.67461 | 0.67461 | 0.49085 | [120 empty] | 1 | 2.7963
* | EWNDOFS5E | Offshore Shallow Wind Class 5 Cost Category E |  | ELCWND | ELC | 2015 | 30 | 0.35761 | 31.536 | 0.4 | [9 empty] | 0.1054 |  | 4259.3035 | 2981.5125 | 4172.5979 | 3963.968 | 3755.3381 | 3546.7082 | 3338.0783 | 3338.0783 | 3338.0783 | 3338.0783 | 3338.0783 | 64.6978 | 64.6978 | 64.6978 | 64.6978 | 64.6978 | 64.6978 | 64.6978 | 64.6978 | 64.6978 | 64.6978 | 64.6978 | 0.1 |  |  |  |  | 0.70017 | 0.70017 | 0.70017 | 0.41114 | 0.47706 | 0.47706 | 0.47706 | 0.22487 | 0.67461 | 0.67461 | 0.67461 | 0.49085 | [120 empty] | 1 | 2.7963
* | EWNDOFD1A | Offshore Deep Wind Class 1 Cost Category A |  | ELCWND | ELC | 2015 | 30 | 0.35761 | 31.536 | 0.4 | [9 empty] | 25.3176 |  | 4143.5651 | 2900.4956 | 4056.8595 | 3854.0165 | 3651.1735 | 3448.3305 | 3245.4876 | 3245.4876 | 3245.4876 | 3245.4876 | 3245.4876 | 64.6978 | 64.6978 | 64.6978 | 64.6978 | 64.6978 | 64.6978 | 64.6978 | 64.6978 | 64.6978 | 64.6978 | 64.6978 | 0.1 |  |  |  |  | 0.51187 | 0.51187 | 0.51187 | 0.30057 | 0.34877 | 0.34877 | 0.34877 | 0.1644 | 0.49319 | 0.49319 | 0.49319 | 0.35885 | [120 empty] | 1 | 2.7963
* | EWNDOFD1B | Offshore Deep Wind Class 1 Cost Category B |  | ELCWND | ELC | 2015 | 30 | 0.35761 | 31.536 | 0.4 | [9 empty] | 20.5502 |  | 4418.199 | 3092.7393 | 4331.4934 | 4114.9187 | 3898.344 | 3681.7694 | 3465.1947 | 3465.1947 | 3465.1947 | 3465.1947 | 3465.1947 | 64.6978 | 64.6978 | 64.6978 | 64.6978 | 64.6978 | 64.6978 | 64.6978 | 64.6978 | 64.6978 | 64.6978 | 64.6978 | 0.1 |  |  |  |  | 0.51187 | 0.51187 | 0.51187 | 0.30057 | 0.34877 | 0.34877 | 0.34877 | 0.1644 | 0.49319 | 0.49319 | 0.49319 | 0.35885 | [120 empty] | 1 | 2.7963
* | EWNDOFD1C | Offshore Deep Wind Class 1 Cost Category C |  | ELCWND | ELC | 2015 | 30 | 0.35761 | 31.536 | 0.4 | [9 empty] | 12.3082 |  | 4577.6631 | 3204.3642 | 4490.9575 | 4266.4096 | 4041.8617 | 3817.3138 | 3592.766 | 3592.766 | 3592.766 | 3592.766 | 3592.766 | 64.6978 | 64.6978 | 64.6978 | 64.6978 | 64.6978 | 64.6978 | 64.6978 | 64.6978 | 64.6978 | 64.6978 | 64.6978 | 0.1 |  |  |  |  | 0.51187 | 0.51187 | 0.51187 | 0.30057 | 0.34877 | 0.34877 | 0.34877 | 0.1644 | 0.49319 | 0.49319 | 0.49319 | 0.35885 | [120 empty] | 1 | 2.7963
* | EWNDOFD1D | Offshore Deep Wind Class 1 Cost Category D |  | ELCWND | ELC | 2015 | 30 | 0.35761 | 31.536 | 0.4 | [9 empty] | 16.2876 |  | 4649.0576 | 3254.3403 | 4562.3519 | 4334.2344 | 4106.1168 | 3877.9992 | 3649.8816 | 3649.8816 | 3649.8816 | 3649.8816 | 3649.8816 | 64.6978 | 64.6978 | 64.6978 | 64.6978 | 64.6978 | 64.6978 | 64.6978 | 64.6978 | 64.6978 | 64.6978 | 64.6978 | 0.1 |  |  |  |  | 0.51187 | 0.51187 | 0.51187 | 0.30057 | 0.34877 | 0.34877 | 0.34877 | 0.1644 | 0.49319 | 0.49319 | 0.49319 | 0.35885 | [120 empty] | 1 | 2.7963
* | EWNDOFD1E | Offshore Deep Wind Class 1 Cost Category E |  | ELCWND | ELC | 2015 | 30 | 0.35761 | 31.536 | 0.4 | [9 empty] | 11.0502 |  | 4756.8254 | 3329.7778 | 4670.1197 | 4436.6138 | 4203.1078 | 3969.6018 | 3736.0958 | 3736.0958 | 3736.0958 | 3736.0958 | 3736.0958 | 64.6978 | 64.6978 | 64.6978 | 64.6978 | 64.6978 | 64.6978 | 64.6978 | 64.6978 | 64.6978 | 64.6978 | 64.6978 | 0.1 |  |  |  |  | 0.51187 | 0.51187 | 0.51187 | 0.30057 | 0.34877 | 0.34877 | 0.34877 | 0.1644 | 0.49319 | 0.49319 | 0.49319 | 0.35885 | [120 empty] | 1 | 2.7963
* | EWNDOFD2A | Offshore Deep Wind Class 2 Cost Category A |  | ELCWND | ELC | 2015 | 30 | 0.35761 | 31.536 | 0.4 | [9 empty] | 25.3176 |  | 4126.7154 | 2888.7008 | 4040.0098 | 3838.0093 | 3636.0088 | 3434.0083 | 3232.0078 | 3232.0078 | 3232.0078 | 3232.0078 | 3232.0078 | 64.6978 | 64.6978 | 64.6978 | 64.6978 | 64.6978 | 64.6978 | 64.6978 | 64.6978 | 64.6978 | 64.6978 | 64.6978 | 0.1 |  |  |  |  | 0.63886 | 0.63886 | 0.63886 | 0.37514 | 0.43529 | 0.43529 | 0.43529 | 0.20518 | 0.61554 | 0.61554 | 0.61554 | 0.44787 | [120 empty] | 1 | 2.7963
* | EWNDOFD2B | Offshore Deep Wind Class 2 Cost Category B |  | ELCWND | ELC | 2015 | 30 | 0.35761 | 31.536 | 0.4 | [9 empty] | 20.5502 |  | 4383.4326 | 3068.4028 | 4296.727 | 4081.8906 | 3867.0543 | 3652.2179 | 3437.3816 | 3437.3816 | 3437.3816 | 3437.3816 | 3437.3816 | 64.6978 | 64.6978 | 64.6978 | 64.6978 | 64.6978 | 64.6978 | 64.6978 | 64.6978 | 64.6978 | 64.6978 | 64.6978 | 0.1 |  |  |  |  | 0.63886 | 0.63886 | 0.63886 | 0.37514 | 0.43529 | 0.43529 | 0.43529 | 0.20518 | 0.61554 | 0.61554 | 0.61554 | 0.44787 | [120 empty] | 1 | 2.7963
* | EWNDOFD2C | Offshore Deep Wind Class 2 Cost Category C |  | ELCWND | ELC | 2015 | 30 | 0.35761 | 31.536 | 0.4 | [9 empty] | 12.3082 |  | 4523.1854 | 3166.2298 | 4436.4797 | 4214.6557 | 3992.8318 | 3771.0078 | 3549.1838 | 3549.1838 | 3549.1838 | 3549.1838 | 3549.1838 | 64.6978 | 64.6978 | 64.6978 | 64.6978 | 64.6978 | 64.6978 | 64.6978 | 64.6978 | 64.6978 | 64.6978 | 64.6978 | 0.1 |  |  |  |  | 0.63886 | 0.63886 | 0.63886 | 0.37514 | 0.43529 | 0.43529 | 0.43529 | 0.20518 | 0.61554 | 0.61554 | 0.61554 | 0.44787 | [120 empty] | 1 | 2.7963
* | EWNDOFD2D | Offshore Deep Wind Class 2 Cost Category D |  | ELCWND | ELC | 2015 | 30 | 0.35761 | 31.536 | 0.4 | [9 empty] | 16.2876 |  | 4651.878 | 3256.3146 | 4565.1723 | 4336.9137 | 4108.6551 | 3880.3965 | 3652.1379 | 3652.1379 | 3652.1379 | 3652.1379 | 3652.1379 | 64.6978 | 64.6978 | 64.6978 | 64.6978 | 64.6978 | 64.6978 | 64.6978 | 64.6978 | 64.6978 | 64.6978 | 64.6978 | 0.1 |  |  |  |  | 0.63886 | 0.63886 | 0.63886 | 0.37514 | 0.43529 | 0.43529 | 0.43529 | 0.20518 | 0.61554 | 0.61554 | 0.61554 | 0.44787 | [120 empty] | 1 | 2.7963
* | EWNDOFD2E | Offshore Deep Wind Class 2 Cost Category E |  | ELCWND | ELC | 2015 | 30 | 0.35761 | 31.536 | 0.4 | [9 empty] | 11.0502 |  | 4780.8858 | 3346.62 | 4694.1801 | 4459.4711 | 4224.7621 | 3990.0531 | 3755.3441 | 3755.3441 | 3755.3441 | 3755.3441 | 3755.3441 | 64.6978 | 64.6978 | 64.6978 | 64.6978 | 64.6978 | 64.6978 | 64.6978 | 64.6978 | 64.6978 | 64.6978 | 64.6978 | 0.1 |  |  |  |  | 0.63886 | 0.63886 | 0.63886 | 0.37514 | 0.43529 | 0.43529 | 0.43529 | 0.20518 | 0.61554 | 0.61554 | 0.61554 | 0.44787 | [120 empty] | 1 | 2.7963
* | EWNDOFD3A | Offshore Deep Wind Class 3 Cost Category A |  | ELCWND | ELC | 2015 | 30 | 0.35761 | 31.536 | 0.4 | [9 empty] | 1.2882 |  | 4017.2879 | 2812.1015 | 3930.5822 | 3734.0531 | 3537.524 | 3340.9949 | 3144.4658 | 3144.4658 | 3144.4658 | 3144.4658 | 3144.4658 | 64.6978 | 64.6978 | 64.6978 | 64.6978 | 64.6978 | 64.6978 | 64.6978 | 64.6978 | 64.6978 | 64.6978 | 64.6978 | 0.1 |  |  |  |  | 0.68147 | 0.68147 | 0.68147 | 0.40016 | 0.46432 | 0.46432 | 0.46432 | 0.21886 | 0.65659 | 0.65659 | 0.65659 | 0.47774 | [120 empty] | 1 | 2.7963
* | EWNDOFD3B | Offshore Deep Wind Class 3 Cost Category B |  | ELCWND | ELC | 2015 | 30 | 0.35761 | 31.536 | 0.4 | [9 empty] | 1.2872 |  | 4137.5339 | 2896.2737 | 4050.8282 | 3848.2868 | 3645.7454 | 3443.204 | 3240.6626 | 3240.6626 | 3240.6626 | 3240.6626 | 3240.6626 | 64.6978 | 64.6978 | 64.6978 | 64.6978 | 64.6978 | 64.6978 | 64.6978 | 64.6978 | 64.6978 | 64.6978 | 64.6978 | 0.1 |  |  |  |  | 0.68147 | 0.68147 | 0.68147 | 0.40016 | 0.46432 | 0.46432 | 0.46432 | 0.21886 | 0.65659 | 0.65659 | 0.65659 | 0.47774 | [120 empty] | 1 | 2.7963
* | EWNDOFD3C | Offshore Deep Wind Class 3 Cost Category C |  | ELCWND | ELC | 2015 | 30 | 0.35761 | 31.536 | 0.4 | [9 empty] | 1.695 |  | 4384.8399 | 3069.3879 | 4298.1343 | 4083.2276 | 3868.3208 | 3653.4141 | 3438.5074 | 3438.5074 | 3438.5074 | 3438.5074 | 3438.5074 | 64.6978 | 64.6978 | 64.6978 | 64.6978 | 64.6978 | 64.6978 | 64.6978 | 64.6978 | 64.6978 | 64.6978 | 64.6978 | 0.1 |  |  |  |  | 0.68147 | 0.68147 | 0.68147 | 0.40016 | 0.46432 | 0.46432 | 0.46432 | 0.21886 | 0.65659 | 0.65659 | 0.65659 | 0.47774 | [120 empty] | 1 | 2.7963
* | EWNDOFD3D | Offshore Deep Wind Class 3 Cost Category D |  | ELCWND | ELC | 2015 | 30 | 0.35761 | 31.536 | 0.4 | [9 empty] | 1.3166 |  | 4622.4958 | 3235.7471 | 4535.7902 | 4309.0007 | 4082.2112 | 3855.4216 | 3628.6321 | 3628.6321 | 3628.6321 | 3628.6321 | 3628.6321 | 64.6978 | 64.6978 | 64.6978 | 64.6978 | 64.6978 | 64.6978 | 64.6978 | 64.6978 | 64.6978 | 64.6978 | 64.6978 | 0.1 |  |  |  |  | 0.68147 | 0.68147 | 0.68147 | 0.40016 | 0.46432 | 0.46432 | 0.46432 | 0.21886 | 0.65659 | 0.65659 | 0.65659 | 0.47774 | [120 empty] | 1 | 2.7963
* | EWNDOFD3E | Offshore Deep Wind Class 3 Cost Category E |  | ELCWND | ELC | 2015 | 30 | 0.35761 | 31.536 | 0.4 | [9 empty] | 2.2822 |  | 4757.8969 | 3330.5278 | 4671.1912 | 4437.6317 | 4204.0721 | 3970.5125 | 3736.953 | 3736.953 | 3736.953 | 3736.953 | 3736.953 | 64.6978 | 64.6978 | 64.6978 | 64.6978 | 64.6978 | 64.6978 | 64.6978 | 64.6978 | 64.6978 | 64.6978 | 64.6978 | 0.1 |  |  |  |  | 0.68147 | 0.68147 | 0.68147 | 0.40016 | 0.46432 | 0.46432 | 0.46432 | 0.21886 | 0.65659 | 0.65659 | 0.65659 | 0.47774 | [120 empty] | 1 | 2.7963
* | EWNDOFD4A | Offshore Deep Wind Class 4 Cost Category A |  | ELCWND | ELC | 2015 | 30 | 0.35761 | 31.536 | 0.4 | [9 empty] | 2.8892 |  | 4284.7944 | 2999.3561 | 4198.0887 | 3988.1843 | 3778.2799 | 3568.3754 | 3358.471 | 3358.471 | 3358.471 | 3358.471 | 3358.471 | 64.6978 | 64.6978 | 64.6978 | 64.6978 | 64.6978 | 64.6978 | 64.6978 | 64.6978 | 64.6978 | 64.6978 | 64.6978 | 0.1 |  |  |  |  | 0.7162 | 0.7162 | 0.7162 | 0.42055 | 0.48799 | 0.48799 | 0.48799 | 0.23002 | 0.69006 | 0.69006 | 0.69006 | 0.50209 | [120 empty] | 1 | 2.7963
* | EWNDOFD4B | Offshore Deep Wind Class 4 Cost Category B |  | ELCWND | ELC | 2015 | 30 | 0.35761 | 31.536 | 0.4 | [9 empty] | 3.4366 |  | 4545.5895 | 3181.9126 | 4458.8838 | 4235.9396 | 4012.9954 | 3790.0512 | 3567.107 | 3567.107 | 3567.107 | 3567.107 | 3567.107 | 64.6978 | 64.6978 | 64.6978 | 64.6978 | 64.6978 | 64.6978 | 64.6978 | 64.6978 | 64.6978 | 64.6978 | 64.6978 | 0.1 |  |  |  |  | 0.7162 | 0.7162 | 0.7162 | 0.42055 | 0.48799 | 0.48799 | 0.48799 | 0.23002 | 0.69006 | 0.69006 | 0.69006 | 0.50209 | [120 empty] | 1 | 2.7963
* | EWNDOFD4C | Offshore Deep Wind Class 4 Cost Category C |  | ELCWND | ELC | 2015 | 30 | 0.35761 | 31.536 | 0.4 | [9 empty] | 6.9042 |  | 4644.7546 | 3251.3282 | 4558.0489 | 4330.1465 | 4102.244 | 3874.3416 | 3646.4391 | 3646.4391 | 3646.4391 | 3646.4391 | 3646.4391 | 64.6978 | 64.6978 | 64.6978 | 64.6978 | 64.6978 | 64.6978 | 64.6978 | 64.6978 | 64.6978 | 64.6978 | 64.6978 | 0.1 |  |  |  |  | 0.7162 | 0.7162 | 0.7162 | 0.42055 | 0.48799 | 0.48799 | 0.48799 | 0.23002 | 0.69006 | 0.69006 | 0.69006 | 0.50209 | [120 empty] | 1 | 2.7963
* | EWNDOFD4D | Offshore Deep Wind Class 4 Cost Category D |  | ELCWND | ELC | 2015 | 30 | 0.35761 | 31.536 | 0.4 | [9 empty] | 5.4232 |  | 4698.9687 | 3289.2781 | 4612.2631 | 4381.6499 | 4151.0368 | 3920.4236 | 3689.8105 | 3689.8105 | 3689.8105 | 3689.8105 | 3689.8105 | 64.6978 | 64.6978 | 64.6978 | 64.6978 | 64.6978 | 64.6978 | 64.6978 | 64.6978 | 64.6978 | 64.6978 | 64.6978 | 0.1 |  |  |  |  | 0.7162 | 0.7162 | 0.7162 | 0.42055 | 0.48799 | 0.48799 | 0.48799 | 0.23002 | 0.69006 | 0.69006 | 0.69006 | 0.50209 | [120 empty] | 1 | 2.7963
* | EWNDOFD4E | Offshore Deep Wind Class 4 Cost Category E |  | ELCWND | ELC | 2015 | 30 | 0.35761 | 31.536 | 0.4 | [9 empty] | 9.2084 |  | 4768.2054 | 3337.7438 | 4681.4998 | 4447.4248 | 4213.3498 | 3979.2748 | 3745.1998 | 3745.1998 | 3745.1998 | 3745.1998 | 3745.1998 | 64.6978 | 64.6978 | 64.6978 | 64.6978 | 64.6978 | 64.6978 | 64.6978 | 64.6978 | 64.6978 | 64.6978 | 64.6978 | 0.1 |  |  |  |  | 0.7162 | 0.7162 | 0.7162 | 0.42055 | 0.48799 | 0.48799 | 0.48799 | 0.23002 | 0.69006 | 0.69006 | 0.69006 | 0.50209 | [120 empty] | 1 | 2.7963
* | EWNDOFD5A | Offshore Deep Wind Class 5 Cost Category A |  | ELCWND | ELC | 2015 | 30 | 0.35761 | 31.536 | 0.4 | [9 empty] | 0 |  | 3936.9472 | 2755.863 | 3850.2416 | 3657.7295 | 3465.2174 | 3272.7053 | 3080.1932 | 3080.1932 | 3080.1932 | 3080.1932 | 3080.1932 | 64.6978 | 64.6978 | 64.6978 | 64.6978 | 64.6978 | 64.6978 | 64.6978 | 64.6978 | 64.6978 | 64.6978 | 64.6978 | 0.1 |  |  |  |  | 0.74292 | 0.74292 | 0.74292 | 0.43624 | 0.50619 | 0.50619 | 0.50619 | 0.2386 | 0.7158 | 0.7158 | 0.7158 | 0.52082 | [120 empty] | 1 | 2.7963
* | EWNDOFD5B | Offshore Deep Wind Class 5 Cost Category B |  | ELCWND | ELC | 2015 | 30 | 0.35761 | 31.536 | 0.4 | [9 empty] | 0 |  | 3936.9472 | 2755.863 | 3850.2416 | 3657.7295 | 3465.2174 | 3272.7053 | 3080.1932 | 3080.1932 | 3080.1932 | 3080.1932 | 3080.1932 | 64.6978 | 64.6978 | 64.6978 | 64.6978 | 64.6978 | 64.6978 | 64.6978 | 64.6978 | 64.6978 | 64.6978 | 64.6978 | 0.1 |  |  |  |  | 0.74292 | 0.74292 | 0.74292 | 0.43624 | 0.50619 | 0.50619 | 0.50619 | 0.2386 | 0.7158 | 0.7158 | 0.7158 | 0.52082 | [120 empty] | 1 | 2.7963
* | EWNDOFD5C | Offshore Deep Wind Class 5 Cost Category C |  | ELCWND | ELC | 2015 | 30 | 0.35761 | 31.536 | 0.4 | [9 empty] | 0 |  | 3936.9472 | 2755.863 | 3850.2416 | 3657.7295 | 3465.2174 | 3272.7053 | 3080.1932 | 3080.1932 | 3080.1932 | 3080.1932 | 3080.1932 | 64.6978 | 64.6978 | 64.6978 | 64.6978 | 64.6978 | 64.6978 | 64.6978 | 64.6978 | 64.6978 | 64.6978 | 64.6978 | 0.1 |  |  |  |  | 0.74292 | 0.74292 | 0.74292 | 0.43624 | 0.50619 | 0.50619 | 0.50619 | 0.2386 | 0.7158 | 0.7158 | 0.7158 | 0.52082 | [120 empty] | 1 | 2.7963
* | EWNDOFD5D | Offshore Deep Wind Class 5 Cost Category D |  | ELCWND | ELC | 2015 | 30 | 0.35761 | 31.536 | 0.4 | [9 empty] | 0 |  | 3936.9472 | 2755.863 | 3850.2416 | 3657.7295 | 3465.2174 | 3272.7053 | 3080.1932 | 3080.1932 | 3080.1932 | 3080.1932 | 3080.1932 | 64.6978 | 64.6978 | 64.6978 | 64.6978 | 64.6978 | 64.6978 | 64.6978 | 64.6978 | 64.6978 | 64.6978 | 64.6978 | 0.1 |  |  |  |  | 0.74292 | 0.74292 | 0.74292 | 0.43624 | 0.50619 | 0.50619 | 0.50619 | 0.2386 | 0.7158 | 0.7158 | 0.7158 | 0.52082 | [120 empty] | 1 | 2.7963
* | EWNDOFD5E | Offshore Deep Wind Class 5 Cost Category E |  | ELCWND | ELC | 2015 | 30 | 0.35761 | 31.536 | 0.4 | [9 empty] | 0 |  | 3936.9472 | 2755.863 | 3850.2416 | 3657.7295 | 3465.2174 | 3272.7053 | 3080.1932 | 3080.1932 | 3080.1932 | 3080.1932 | 3080.1932 | 64.6978 | 64.6978 | 64.6978 | 64.6978 | 64.6978 | 64.6978 | 64.6978 | 64.6978 | 64.6978 | 64.6978 | 64.6978 | 0.1 |  |  |  |  | 0.74292 | 0.74292 | 0.74292 | 0.43624 | 0.50619 | 0.50619 | 0.50619 | 0.2386 | 0.7158 | 0.7158 | 0.7158 | 0.52082 | [120 empty] | 1 | 2.7963
* | EWNDON1A | Onshore Wind Class 1 Cost Category A |  | ELCWND | ELC | 2010 | 30 | 0.35761 | 31.536 | 0.25 | [9 empty] | 0.1574 |  | 2008.8896 | 1406.2227 | 1798.3334 | 1793.8375 | 1789.3417 | 1784.8459 | 1780.35 | 1780.35 | 1780.35 | 1780.35 | 1780.35 | 28.6729 | 24.5101 | 23.4888 | 23.4888 | 22.4676 | 21.4463 | 21.4463 | 21.4463 | 21.4463 | 21.4463 | 21.4463 | 0.1 |  |  |  |  | 0.42545 | 0.42545 | 0.42545 | 0.28454 | 0.29559 | 0.29559 | 0.29559 | 0.1552 | 0.35475 | 0.35475 | 0.35475 | 0.28683 | [120 empty] | 1 | 2.7963
* | EWNDON1B | Onshore Wind Class 1 Cost Category B |  | ELCWND | ELC | 2010 | 30 | 0.35761 | 31.536 | 0.25 | [9 empty] | 1.0358 |  | 2256.1911 | 1579.3338 | 2045.6349 | 2040.5209 | 2035.4068 | 2030.2927 | 2025.1786 | 2025.1786 | 2025.1786 | 2025.1786 | 2025.1786 | 28.6729 | 24.5101 | 23.4888 | 23.4888 | 22.4676 | 21.4463 | 21.4463 | 21.4463 | 21.4463 | 21.4463 | 21.4463 | 0.1 |  |  |  |  | 0.42545 | 0.42545 | 0.42545 | 0.28454 | 0.29559 | 0.29559 | 0.29559 | 0.1552 | 0.35475 | 0.35475 | 0.35475 | 0.28683 | [120 empty] | 1 | 2.7963
* | EWNDON1C | Onshore Wind Class 1 Cost Category C |  | ELCWND | ELC | 2010 | 30 | 0.35761 | 31.536 | 0.25 | [9 empty] | 1.4236 |  | 2370.0784 | 1659.0549 | 2159.5222 | 2154.1234 | 2148.7246 | 2143.3258 | 2137.927 | 2137.927 | 2137.927 | 2137.927 | 2137.927 | 28.6729 | 24.5101 | 23.4888 | 23.4888 | 22.4676 | 21.4463 | 21.4463 | 21.4463 | 21.4463 | 21.4463 | 21.4463 | 0.1 |  |  |  |  | 0.42545 | 0.42545 | 0.42545 | 0.28454 | 0.29559 | 0.29559 | 0.29559 | 0.1552 | 0.35475 | 0.35475 | 0.35475 | 0.28683 | [120 empty] | 1 | 2.7963
* | EWNDON1D | Onshore Wind Class 1 Cost Category D |  | ELCWND | ELC | 2010 | 30 | 0.35761 | 31.536 | 0.25 | [9 empty] | 0.8292 |  | 2512.4397 | 1758.7078 | 2301.8836 | 2296.1288 | 2290.3741 | 2284.6194 | 2278.8647 | 2278.8647 | 2278.8647 | 2278.8647 | 2278.8647 | 28.6729 | 24.5101 | 23.4888 | 23.4888 | 22.4676 | 21.4463 | 21.4463 | 21.4463 | 21.4463 | 21.4463 | 21.4463 | 0.1 |  |  |  |  | 0.42545 | 0.42545 | 0.42545 | 0.28454 | 0.29559 | 0.29559 | 0.29559 | 0.1552 | 0.35475 | 0.35475 | 0.35475 | 0.28683 | [120 empty] | 1 | 2.7963
* | EWNDON1E | Onshore Wind Class 1 Cost Category E |  | ELCWND | ELC | 2010 | 30 | 0.35761 | 31.536 | 0.25 | [9 empty] | 1.0146 |  | 2597.1157 | 1817.981 | 2386.5595 | 2380.5931 | 2374.6267 | 2368.6603 | 2362.6939 | 2362.6939 | 2362.6939 | 2362.6939 | 2362.6939 | 28.6729 | 24.5101 | 23.4888 | 23.4888 | 22.4676 | 21.4463 | 21.4463 | 21.4463 | 21.4463 | 21.4463 | 21.4463 | 0.1 |  |  |  |  | 0.42545 | 0.42545 | 0.42545 | 0.28454 | 0.29559 | 0.29559 | 0.29559 | 0.1552 | 0.35475 | 0.35475 | 0.35475 | 0.28683 | [120 empty] | 1 | 2.7963
* | EWNDON2A | Onshore Wind Class 2 Cost Category A |  | ELCWND | ELC | 2010 | 30 | 0.35761 | 31.536 | 0.25 | [9 empty] | 0.7514 |  | 1934.2708 | 1353.9896 | 1723.7147 | 1719.4054 | 1715.0961 | 1710.7868 | 1706.4775 | 1706.4775 | 1706.4775 | 1706.4775 | 1706.4775 | 28.6729 | 24.5101 | 23.4888 | 23.4888 | 22.4676 | 21.4463 | 21.4463 | 21.4463 | 21.4463 | 21.4463 | 21.4463 | 0.1 |  |  |  |  | 0.51122 | 0.51122 | 0.51122 | 0.3419 | 0.35518 | 0.35518 | 0.35518 | 0.18649 | 0.42627 | 0.42627 | 0.42627 | 0.34466 | [120 empty] | 1 | 2.7963
* | EWNDON2B | Onshore Wind Class 2 Cost Category B |  | ELCWND | ELC | 2010 | 30 | 0.35761 | 31.536 | 0.25 | [9 empty] | 1.8408 |  | 2262.5114 | 1583.758 | 2051.9552 | 2046.8253 | 2041.6954 | 2036.5655 | 2031.4356 | 2031.4356 | 2031.4356 | 2031.4356 | 2031.4356 | 28.6729 | 24.5101 | 23.4888 | 23.4888 | 22.4676 | 21.4463 | 21.4463 | 21.4463 | 21.4463 | 21.4463 | 21.4463 | 0.1 |  |  |  |  | 0.51122 | 0.51122 | 0.51122 | 0.3419 | 0.35518 | 0.35518 | 0.35518 | 0.18649 | 0.42627 | 0.42627 | 0.42627 | 0.34466 | [120 empty] | 1 | 2.7963
* | EWNDON2C | Onshore Wind Class 2 Cost Category C |  | ELCWND | ELC | 2010 | 30 | 0.35761 | 31.536 | 0.25 | [9 empty] | 1.6891 |  | 2402.7906 | 1681.9534 | 2192.2344 | 2186.7538 | 2181.2732 | 2175.7926 | 2170.312 | 2170.312 | 2170.312 | 2170.312 | 2170.312 | 28.6729 | 24.5101 | 23.4888 | 23.4888 | 22.4676 | 21.4463 | 21.4463 | 21.4463 | 21.4463 | 21.4463 | 21.4463 | 0.1 |  |  |  |  | 0.51122 | 0.51122 | 0.51122 | 0.3419 | 0.35518 | 0.35518 | 0.35518 | 0.18649 | 0.42627 | 0.42627 | 0.42627 | 0.34466 | [120 empty] | 1 | 2.7963
* | EWNDON2D | Onshore Wind Class 2 Cost Category D |  | ELCWND | ELC | 2010 | 30 | 0.35761 | 31.536 | 0.25 | [9 empty] | 2.3435 |  | 2506.5838 | 1754.6087 | 2296.0276 | 2290.2876 | 2284.5475 | 2278.8074 | 2273.0674 | 2273.0674 | 2273.0674 | 2273.0674 | 2273.0674 | 28.6729 | 24.5101 | 23.4888 | 23.4888 | 22.4676 | 21.4463 | 21.4463 | 21.4463 | 21.4463 | 21.4463 | 21.4463 | 0.1 |  |  |  |  | 0.51122 | 0.51122 | 0.51122 | 0.3419 | 0.35518 | 0.35518 | 0.35518 | 0.18649 | 0.42627 | 0.42627 | 0.42627 | 0.34466 | [120 empty] | 1 | 2.7963
* | EWNDON2E | Onshore Wind Class 2 Cost Category E |  | ELCWND | ELC | 2010 | 30 | 0.35761 | 31.536 | 0.25 | [9 empty] | 2.74 |  | 2580.3268 | 1806.2288 | 2369.7707 | 2363.8462 | 2357.9218 | 2351.9974 | 2346.073 | 2346.073 | 2346.073 | 2346.073 | 2346.073 | 28.6729 | 24.5101 | 23.4888 | 23.4888 | 22.4676 | 21.4463 | 21.4463 | 21.4463 | 21.4463 | 21.4463 | 21.4463 | 0.1 |  |  |  |  | 0.51122 | 0.51122 | 0.51122 | 0.3419 | 0.35518 | 0.35518 | 0.35518 | 0.18649 | 0.42627 | 0.42627 | 0.42627 | 0.34466 | [120 empty] | 1 | 2.7963
* | EWNDON3A | Onshore Wind Class 3 Cost Category A |  | ELCWND | ELC | 2010 | 30 | 0.35761 | 31.536 | 0.25 | [9 empty] | 2.5829 |  | 1959.6143 | 1371.73 | 1749.0581 | 1744.6855 | 1740.3128 | 1735.9402 | 1731.5675 | 1731.5675 | 1731.5675 | 1731.5675 | 1731.5675 | 28.6729 | 24.5101 | 23.4888 | 23.4888 | 22.4676 | 21.4463 | 21.4463 | 21.4463 | 21.4463 | 21.4463 | 21.4463 | 0.1 |  |  |  |  | 0.55178 | 0.55178 | 0.55178 | 0.36902 | 0.38335 | 0.38335 | 0.38335 | 0.20129 | 0.46008 | 0.46008 | 0.46008 | 0.372 | [120 empty] | 1 | 2.7963
* | EWNDON3B | Onshore Wind Class 3 Cost Category B |  | ELCWND | ELC | 2010 | 30 | 0.35761 | 31.536 | 0.25 | [9 empty] | 2.1361 |  | 2156.1757 | 1509.323 | 1945.6195 | 1940.7555 | 1935.8914 | 1931.0274 | 1926.1633 | 1926.1633 | 1926.1633 | 1926.1633 | 1926.1633 | 28.6729 | 24.5101 | 23.4888 | 23.4888 | 22.4676 | 21.4463 | 21.4463 | 21.4463 | 21.4463 | 21.4463 | 21.4463 | 0.1 |  |  |  |  | 0.55178 | 0.55178 | 0.55178 | 0.36902 | 0.38335 | 0.38335 | 0.38335 | 0.20129 | 0.46008 | 0.46008 | 0.46008 | 0.372 | [120 empty] | 1 | 2.7963
* | EWNDON3C | Onshore Wind Class 3 Cost Category C |  | ELCWND | ELC | 2010 | 30 | 0.35761 | 31.536 | 0.25 | [9 empty] | 4.8602 |  | 2298.9742 | 1609.2819 | 2088.418 | 2083.1969 | 2077.9759 | 2072.7548 | 2067.5338 | 2067.5338 | 2067.5338 | 2067.5338 | 2067.5338 | 28.6729 | 24.5101 | 23.4888 | 23.4888 | 22.4676 | 21.4463 | 21.4463 | 21.4463 | 21.4463 | 21.4463 | 21.4463 | 0.1 |  |  |  |  | 0.55178 | 0.55178 | 0.55178 | 0.36902 | 0.38335 | 0.38335 | 0.38335 | 0.20129 | 0.46008 | 0.46008 | 0.46008 | 0.372 | [120 empty] | 1 | 2.7963
* | EWNDON3D | Onshore Wind Class 3 Cost Category D |  | ELCWND | ELC | 2010 | 30 | 0.35761 | 31.536 | 0.25 | [9 empty] | 13.4881 |  | 2448.9803 | 1714.2862 | 2238.4242 | 2232.8281 | 2227.232 | 2221.636 | 2216.0399 | 2216.0399 | 2216.0399 | 2216.0399 | 2216.0399 | 28.6729 | 24.5101 | 23.4888 | 23.4888 | 22.4676 | 21.4463 | 21.4463 | 21.4463 | 21.4463 | 21.4463 | 21.4463 | 0.1 |  |  |  |  | 0.55178 | 0.55178 | 0.55178 | 0.36902 | 0.38335 | 0.38335 | 0.38335 | 0.20129 | 0.46008 | 0.46008 | 0.46008 | 0.372 | [120 empty] | 1 | 2.7963
* | EWNDON3E | Onshore Wind Class 3 Cost Category E |  | ELCWND | ELC | 2010 | 30 | 0.35761 | 31.536 | 0.25 | [9 empty] | 9.1681 |  | 2544.4976 | 1781.1483 | 2333.9414 | 2328.1066 | 2322.2717 | 2316.4368 | 2310.602 | 2310.602 | 2310.602 | 2310.602 | 2310.602 | 28.6729 | 24.5101 | 23.4888 | 23.4888 | 22.4676 | 21.4463 | 21.4463 | 21.4463 | 21.4463 | 21.4463 | 21.4463 | 0.1 |  |  |  |  | 0.55178 | 0.55178 | 0.55178 | 0.36902 | 0.38335 | 0.38335 | 0.38335 | 0.20129 | 0.46008 | 0.46008 | 0.46008 | 0.372 | [120 empty] | 1 | 2.7963
* | EWNDON4A | Onshore Wind Class 4 Cost Category A |  | ELCWND | ELC | 2010 | 30 | 0.35761 | 31.536 | 0.25 | [9 empty] | 6.8247 |  | 1884.1423 | 1318.8996 | 1673.5861 | 1669.4022 | 1665.2182 | 1661.0343 | 1656.8503 | 1656.8503 | 1656.8503 | 1656.8503 | 1656.8503 | 28.6729 | 24.5101 | 23.4888 | 23.4888 | 22.4676 | 21.4463 | 21.4463 | 21.4463 | 21.4463 | 21.4463 | 21.4463 | 0.1 |  |  |  |  | 0.58541 | 0.58541 | 0.58541 | 0.39151 | 0.40672 | 0.40672 | 0.40672 | 0.21355 | 0.48812 | 0.48812 | 0.48812 | 0.39467 | [120 empty] | 1 | 2.7963
* | EWNDON4B | Onshore Wind Class 4 Cost Category B |  | ELCWND | ELC | 2010 | 30 | 0.35761 | 31.536 | 0.25 | [9 empty] | 7.4633 |  | 2051.6467 | 1436.1527 | 1841.0905 | 1836.4878 | 1831.885 | 1827.2823 | 1822.6796 | 1822.6796 | 1822.6796 | 1822.6796 | 1822.6796 | 28.6729 | 24.5101 | 23.4888 | 23.4888 | 22.4676 | 21.4463 | 21.4463 | 21.4463 | 21.4463 | 21.4463 | 21.4463 | 0.1 |  |  |  |  | 0.58541 | 0.58541 | 0.58541 | 0.39151 | 0.40672 | 0.40672 | 0.40672 | 0.21355 | 0.48812 | 0.48812 | 0.48812 | 0.39467 | [120 empty] | 1 | 2.7963
* | EWNDON4C | Onshore Wind Class 4 Cost Category C |  | ELCWND | ELC | 2010 | 30 | 0.35761 | 31.536 | 0.25 | [9 empty] | 5.1563 |  | 2277.5317 | 1594.2722 | 2066.9755 | 2061.8081 | 2056.6406 | 2051.4732 | 2046.3057 | 2046.3057 | 2046.3057 | 2046.3057 | 2046.3057 | 28.6729 | 24.5101 | 23.4888 | 23.4888 | 22.4676 | 21.4463 | 21.4463 | 21.4463 | 21.4463 | 21.4463 | 21.4463 | 0.1 |  |  |  |  | 0.58541 | 0.58541 | 0.58541 | 0.39151 | 0.40672 | 0.40672 | 0.40672 | 0.21355 | 0.48812 | 0.48812 | 0.48812 | 0.39467 | [120 empty] | 1 | 2.7963
* | EWNDON4D | Onshore Wind Class 4 Cost Category D |  | ELCWND | ELC | 2010 | 30 | 0.35761 | 31.536 | 0.25 | [9 empty] | 3.8061 |  | 2453.8631 | 1717.7042 | 2243.307 | 2237.6987 | 2232.0904 | 2226.4822 | 2220.8739 | 2220.8739 | 2220.8739 | 2220.8739 | 2220.8739 | 28.6729 | 24.5101 | 23.4888 | 23.4888 | 22.4676 | 21.4463 | 21.4463 | 21.4463 | 21.4463 | 21.4463 | 21.4463 | 0.1 |  |  |  |  | 0.58541 | 0.58541 | 0.58541 | 0.39151 | 0.40672 | 0.40672 | 0.40672 | 0.21355 | 0.48812 | 0.48812 | 0.48812 | 0.39467 | [120 empty] | 1 | 2.7963
* | EWNDON4E | Onshore Wind Class 4 Cost Category E |  | ELCWND | ELC | 2010 | 30 | 0.35761 | 31.536 | 0.25 | [9 empty] | 5.8542 |  | 2576.1633 | 1803.3143 | 2365.6072 | 2359.6931 | 2353.7791 | 2347.8651 | 2341.9511 | 2341.9511 | 2341.9511 | 2341.9511 | 2341.9511 | 28.6729 | 24.5101 | 23.4888 | 23.4888 | 22.4676 | 21.4463 | 21.4463 | 21.4463 | 21.4463 | 21.4463 | 21.4463 | 0.1 |  |  |  |  | 0.58541 | 0.58541 | 0.58541 | 0.39151 | 0.40672 | 0.40672 | 0.40672 | 0.21355 | 0.48812 | 0.48812 | 0.48812 | 0.39467 | [120 empty] | 1 | 2.7963
* | EWNDON5A | Onshore Wind Class 5 Cost Category A |  | ELCWND | ELC | 2010 | 30 | 0.35761 | 31.536 | 0.25 | [9 empty] | 11.9408 |  | 1869.3076 | 1308.5153 | 1658.7514 | 1654.6045 | 1650.4576 | 1646.3107 | 1642.1639 | 1642.1639 | 1642.1639 | 1642.1639 | 1642.1639 | 28.6729 | 24.5101 | 23.4888 | 23.4888 | 22.4676 | 21.4463 | 21.4463 | 21.4463 | 21.4463 | 21.4463 | 21.4463 | 0.1 |  |  |  |  | 0.62469 | 0.62469 | 0.62469 | 0.41778 | 0.43401 | 0.43401 | 0.43401 | 0.22788 | 0.52087 | 0.52087 | 0.52087 | 0.42115 | [120 empty] | 1 | 2.7963
* | EWNDON5B | Onshore Wind Class 5 Cost Category B |  | ELCWND | ELC | 2010 | 30 | 0.35761 | 31.536 | 0.25 | [9 empty] | 5.6104 |  | 1966.4706 | 1376.5294 | 1755.9144 | 1751.5246 | 1747.1348 | 1742.745 | 1738.3552 | 1738.3552 | 1738.3552 | 1738.3552 | 1738.3552 | 28.6729 | 24.5101 | 23.4888 | 23.4888 | 22.4676 | 21.4463 | 21.4463 | 21.4463 | 21.4463 | 21.4463 | 21.4463 | 0.1 |  |  |  |  | 0.62469 | 0.62469 | 0.62469 | 0.41778 | 0.43401 | 0.43401 | 0.43401 | 0.22788 | 0.52087 | 0.52087 | 0.52087 | 0.42115 | [120 empty] | 1 | 2.7963
* | EWNDON5C | Onshore Wind Class 5 Cost Category C |  | ELCWND | ELC | 2010 | 30 | 0.35761 | 31.536 | 0.25 | [9 empty] | 5.0403 |  | 2066.3971 | 1446.478 | 1855.8409 | 1851.2013 | 1846.5617 | 1841.9221 | 1837.2825 | 1837.2825 | 1837.2825 | 1837.2825 | 1837.2825 | 28.6729 | 24.5101 | 23.4888 | 23.4888 | 22.4676 | 21.4463 | 21.4463 | 21.4463 | 21.4463 | 21.4463 | 21.4463 | 0.1 |  |  |  |  | 0.62469 | 0.62469 | 0.62469 | 0.41778 | 0.43401 | 0.43401 | 0.43401 | 0.22788 | 0.52087 | 0.52087 | 0.52087 | 0.42115 | [120 empty] | 1 | 2.7963
* | EWNDON5D | Onshore Wind Class 5 Cost Category D |  | ELCWND | ELC | 2010 | 30 | 0.35761 | 31.536 | 0.25 | [9 empty] | 3.52 |  | 2172.9125 | 1521.0388 | 1962.3563 | 1957.4504 | 1952.5445 | 1947.6386 | 1942.7328 | 1942.7328 | 1942.7328 | 1942.7328 | 1942.7328 | 28.6729 | 24.5101 | 23.4888 | 23.4888 | 22.4676 | 21.4463 | 21.4463 | 21.4463 | 21.4463 | 21.4463 | 21.4463 | 0.1 |  |  |  |  | 0.62469 | 0.62469 | 0.62469 | 0.41778 | 0.43401 | 0.43401 | 0.43401 | 0.22788 | 0.52087 | 0.52087 | 0.52087 | 0.42115 | [120 empty] | 1 | 2.7963
* | EWNDON5E | Onshore Wind Class 5 Cost Category E |  | ELCWND | ELC | 2010 | 30 | 0.35761 | 31.536 | 0.25 | [9 empty] | 3.8458 |  | 2388.5593 | 1671.9915 | 2178.0031 | 2172.5581 | 2167.1131 | 2161.6681 | 2156.2231 | 2156.2231 | 2156.2231 | 2156.2231 | 2156.2231 | 28.6729 | 24.5101 | 23.4888 | 23.4888 | 22.4676 | 21.4463 | 21.4463 | 21.4463 | 21.4463 | 21.4463 | 21.4463 | 0.1 |  |  |  |  | 0.62469 | 0.62469 | 0.62469 | 0.41778 | 0.43401 | 0.43401 | 0.43401 | 0.22788 | 0.52087 | 0.52087 | 0.52087 | 0.42115 | [120 empty] | 1 | 2.7963
* | EWNDOFS1A | Offshore Shallow Wind Class 1 Cost Category A |  | ELCWND | ELC | 2015 | 30 | 0.35761 | 31.536 | 0.25 | [9 empty] | 0.1692 |  | 4171.7789 | 2920.2452 | 4085.0732 | 3880.8195 | 3676.5659 | 3472.3122 | 3268.0586 | 3268.0586 | 3268.0586 | 3268.0586 | 3268.0586 | 64.6978 | 64.6978 | 64.6978 | 64.6978 | 64.6978 | 64.6978 | 64.6978 | 64.6978 | 64.6978 | 64.6978 | 64.6978 | 0.1 |  |  |  |  | 0.43591 | 0.43591 | 0.43591 | 0.29153 | 0.30285 | 0.30285 | 0.30285 | 0.15902 | 0.36347 | 0.36347 | 0.36347 | 0.29388 | [120 empty] | 1 | 2.7963
* | EWNDOFS1B | Offshore Shallow Wind Class 1 Cost Category B |  | ELCWND | ELC | 2015 | 30 | 0.35761 | 31.536 | 0.25 | [9 empty] | 0.1882 |  | 4235.2096 | 2964.6467 | 4148.5039 | 3941.0787 | 3733.6535 | 3526.2283 | 3318.8031 | 3318.8031 | 3318.8031 | 3318.8031 | 3318.8031 | 64.6978 | 64.6978 | 64.6978 | 64.6978 | 64.6978 | 64.6978 | 64.6978 | 64.6978 | 64.6978 | 64.6978 | 64.6978 | 0.1 |  |  |  |  | 0.43591 | 0.43591 | 0.43591 | 0.29153 | 0.30285 | 0.30285 | 0.30285 | 0.15902 | 0.36347 | 0.36347 | 0.36347 | 0.29388 | [120 empty] | 1 | 2.7963
* | EWNDOFS1C | Offshore Shallow Wind Class 1 Cost Category C |  | ELCWND | ELC | 2015 | 30 | 0.35761 | 31.536 | 0.25 | [9 empty] | 0.1732 |  | 4296.5041 | 3007.5528 | 4209.7984 | 3999.3085 | 3788.8186 | 3578.3286 | 3367.8387 | 3367.8387 | 3367.8387 | 3367.8387 | 3367.8387 | 64.6978 | 64.6978 | 64.6978 | 64.6978 | 64.6978 | 64.6978 | 64.6978 | 64.6978 | 64.6978 | 64.6978 | 64.6978 | 0.1 |  |  |  |  | 0.43591 | 0.43591 | 0.43591 | 0.29153 | 0.30285 | 0.30285 | 0.30285 | 0.15902 | 0.36347 | 0.36347 | 0.36347 | 0.29388 | [120 empty] | 1 | 2.7963
* | EWNDOFS1D | Offshore Shallow Wind Class 1 Cost Category D |  | ELCWND | ELC | 2015 | 30 | 0.35761 | 31.536 | 0.25 | [9 empty] | 0.1068 |  | 4503.5539 | 3152.4877 | 4416.8483 | 4196.0058 | 3975.1634 | 3754.321 | 3533.4786 | 3533.4786 | 3533.4786 | 3533.4786 | 3533.4786 | 64.6978 | 64.6978 | 64.6978 | 64.6978 | 64.6978 | 64.6978 | 64.6978 | 64.6978 | 64.6978 | 64.6978 | 64.6978 | 0.1 |  |  |  |  | 0.43591 | 0.43591 | 0.43591 | 0.29153 | 0.30285 | 0.30285 | 0.30285 | 0.15902 | 0.36347 | 0.36347 | 0.36347 | 0.29388 | [120 empty] | 1 | 2.7963
* | EWNDOFS1E | Offshore Shallow Wind Class 1 Cost Category E |  | ELCWND | ELC | 2015 | 30 | 0.35761 | 31.536 | 0.25 | [9 empty] | 0.0302 |  | 4798.0574 | 3358.6402 | 4711.3518 | 4475.7842 | 4240.2166 | 4004.649 | 3769.0814 | 3769.0814 | 3769.0814 | 3769.0814 | 3769.0814 | 64.6978 | 64.6978 | 64.6978 | 64.6978 | 64.6978 | 64.6978 | 64.6978 | 64.6978 | 64.6978 | 64.6978 | 64.6978 | 0.1 |  |  |  |  | 0.43591 | 0.43591 | 0.43591 | 0.29153 | 0.30285 | 0.30285 | 0.30285 | 0.15902 | 0.36347 | 0.36347 | 0.36347 | 0.29388 | [120 empty] | 1 | 2.7963
* | EWNDOFS2A | Offshore Shallow Wind Class 2 Cost Category A |  | ELCWND | ELC | 2015 | 30 | 0.35761 | 31.536 | 0.25 | [9 empty] | 0 |  | 3936.9472 | 2755.863 | 3850.2416 | 3657.7295 | 3465.2174 | 3272.7053 | 3080.1932 | 3080.1932 | 3080.1932 | 3080.1932 | 3080.1932 | 64.6978 | 64.6978 | 64.6978 | 64.6978 | 64.6978 | 64.6978 | 64.6978 | 64.6978 | 64.6978 | 64.6978 | 64.6978 | 0.1 |  |  |  |  | 0.56195 | 0.56195 | 0.56195 | 0.37583 | 0.39042 | 0.39042 | 0.39042 | 0.205 | 0.46856 | 0.46856 | 0.46856 | 0.37886 | [120 empty] | 1 | 2.7963
* | EWNDOFS2B | Offshore Shallow Wind Class 2 Cost Category B |  | ELCWND | ELC | 2015 | 30 | 0.35761 | 31.536 | 0.25 | [9 empty] | 0 |  | 3936.9472 | 2755.863 | 3850.2416 | 3657.7295 | 3465.2174 | 3272.7053 | 3080.1932 | 3080.1932 | 3080.1932 | 3080.1932 | 3080.1932 | 64.6978 | 64.6978 | 64.6978 | 64.6978 | 64.6978 | 64.6978 | 64.6978 | 64.6978 | 64.6978 | 64.6978 | 64.6978 | 0.1 |  |  |  |  | 0.56195 | 0.56195 | 0.56195 | 0.37583 | 0.39042 | 0.39042 | 0.39042 | 0.205 | 0.46856 | 0.46856 | 0.46856 | 0.37886 | [120 empty] | 1 | 2.7963
* | EWNDOFS2C | Offshore Shallow Wind Class 2 Cost Category C |  | ELCWND | ELC | 2015 | 30 | 0.35761 | 31.536 | 0.25 | [9 empty] | 0 |  | 3936.9472 | 2755.863 | 3850.2416 | 3657.7295 | 3465.2174 | 3272.7053 | 3080.1932 | 3080.1932 | 3080.1932 | 3080.1932 | 3080.1932 | 64.6978 | 64.6978 | 64.6978 | 64.6978 | 64.6978 | 64.6978 | 64.6978 | 64.6978 | 64.6978 | 64.6978 | 64.6978 | 0.1 |  |  |  |  | 0.56195 | 0.56195 | 0.56195 | 0.37583 | 0.39042 | 0.39042 | 0.39042 | 0.205 | 0.46856 | 0.46856 | 0.46856 | 0.37886 | [120 empty] | 1 | 2.7963
* | EWNDOFS2D | Offshore Shallow Wind Class 2 Cost Category D |  | ELCWND | ELC | 2015 | 30 | 0.35761 | 31.536 | 0.25 | [9 empty] | 0 |  | 3936.9472 | 2755.863 | 3850.2416 | 3657.7295 | 3465.2174 | 3272.7053 | 3080.1932 | 3080.1932 | 3080.1932 | 3080.1932 | 3080.1932 | 64.6978 | 64.6978 | 64.6978 | 64.6978 | 64.6978 | 64.6978 | 64.6978 | 64.6978 | 64.6978 | 64.6978 | 64.6978 | 0.1 |  |  |  |  | 0.56195 | 0.56195 | 0.56195 | 0.37583 | 0.39042 | 0.39042 | 0.39042 | 0.205 | 0.46856 | 0.46856 | 0.46856 | 0.37886 | [120 empty] | 1 | 2.7963
* | EWNDOFS2E | Offshore Shallow Wind Class 2 Cost Category E |  | ELCWND | ELC | 2015 | 30 | 0.35761 | 31.536 | 0.25 | [9 empty] | 0 |  | 3936.9472 | 2755.863 | 3850.2416 | 3657.7295 | 3465.2174 | 3272.7053 | 3080.1932 | 3080.1932 | 3080.1932 | 3080.1932 | 3080.1932 | 64.6978 | 64.6978 | 64.6978 | 64.6978 | 64.6978 | 64.6978 | 64.6978 | 64.6978 | 64.6978 | 64.6978 | 64.6978 | 0.1 |  |  |  |  | 0.56195 | 0.56195 | 0.56195 | 0.37583 | 0.39042 | 0.39042 | 0.39042 | 0.205 | 0.46856 | 0.46856 | 0.46856 | 0.37886 | [120 empty] | 1 | 2.7963
* | EWNDOFS3A | Offshore Shallow Wind Class 3 Cost Category A |  | ELCWND | ELC | 2015 | 30 | 0.35761 | 31.536 | 0.25 | [9 empty] | 0 |  | 3936.9472 | 2755.863 | 3850.2416 | 3657.7295 | 3465.2174 | 3272.7053 | 3080.1932 | 3080.1932 | 3080.1932 | 3080.1932 | 3080.1932 | 64.6978 | 64.6978 | 64.6978 | 64.6978 | 64.6978 | 64.6978 | 64.6978 | 64.6978 | 64.6978 | 64.6978 | 64.6978 | 0.1 |  |  |  |  | 0.60816 | 0.60816 | 0.60816 | 0.40673 | 0.42252 | 0.42252 | 0.42252 | 0.22185 | 0.50709 | 0.50709 | 0.50709 | 0.41001 | [120 empty] | 1 | 2.7963
* | EWNDOFS3B | Offshore Shallow Wind Class 3 Cost Category B |  | ELCWND | ELC | 2015 | 30 | 0.35761 | 31.536 | 0.25 | [9 empty] | 0 |  | 3936.9472 | 2755.863 | 3850.2416 | 3657.7295 | 3465.2174 | 3272.7053 | 3080.1932 | 3080.1932 | 3080.1932 | 3080.1932 | 3080.1932 | 64.6978 | 64.6978 | 64.6978 | 64.6978 | 64.6978 | 64.6978 | 64.6978 | 64.6978 | 64.6978 | 64.6978 | 64.6978 | 0.1 |  |  |  |  | 0.60816 | 0.60816 | 0.60816 | 0.40673 | 0.42252 | 0.42252 | 0.42252 | 0.22185 | 0.50709 | 0.50709 | 0.50709 | 0.41001 | [120 empty] | 1 | 2.7963
* | EWNDOFS3C | Offshore Shallow Wind Class 3 Cost Category C |  | ELCWND | ELC | 2015 | 30 | 0.35761 | 31.536 | 0.25 | [9 empty] | 0 |  | 3936.9472 | 2755.863 | 3850.2416 | 3657.7295 | 3465.2174 | 3272.7053 | 3080.1932 | 3080.1932 | 3080.1932 | 3080.1932 | 3080.1932 | 64.6978 | 64.6978 | 64.6978 | 64.6978 | 64.6978 | 64.6978 | 64.6978 | 64.6978 | 64.6978 | 64.6978 | 64.6978 | 0.1 |  |  |  |  | 0.60816 | 0.60816 | 0.60816 | 0.40673 | 0.42252 | 0.42252 | 0.42252 | 0.22185 | 0.50709 | 0.50709 | 0.50709 | 0.41001 | [120 empty] | 1 | 2.7963
* | EWNDOFS3D | Offshore Shallow Wind Class 3 Cost Category D |  | ELCWND | ELC | 2015 | 30 | 0.35761 | 31.536 | 0.25 | [9 empty] | 0 |  | 3936.9472 | 2755.863 | 3850.2416 | 3657.7295 | 3465.2174 | 3272.7053 | 3080.1932 | 3080.1932 | 3080.1932 | 3080.1932 | 3080.1932 | 64.6978 | 64.6978 | 64.6978 | 64.6978 | 64.6978 | 64.6978 | 64.6978 | 64.6978 | 64.6978 | 64.6978 | 64.6978 | 0.1 |  |  |  |  | 0.60816 | 0.60816 | 0.60816 | 0.40673 | 0.42252 | 0.42252 | 0.42252 | 0.22185 | 0.50709 | 0.50709 | 0.50709 | 0.41001 | [120 empty] | 1 | 2.7963
* | EWNDOFS3E | Offshore Shallow Wind Class 3 Cost Category E |  | ELCWND | ELC | 2015 | 30 | 0.35761 | 31.536 | 0.25 | [9 empty] | 0 |  | 3936.9472 | 2755.863 | 3850.2416 | 3657.7295 | 3465.2174 | 3272.7053 | 3080.1932 | 3080.1932 | 3080.1932 | 3080.1932 | 3080.1932 | 64.6978 | 64.6978 | 64.6978 | 64.6978 | 64.6978 | 64.6978 | 64.6978 | 64.6978 | 64.6978 | 64.6978 | 64.6978 | 0.1 |  |  |  |  | 0.60816 | 0.60816 | 0.60816 | 0.40673 | 0.42252 | 0.42252 | 0.42252 | 0.22185 | 0.50709 | 0.50709 | 0.50709 | 0.41001 | [120 empty] | 1 | 2.7963
* | EWNDOFS4A | Offshore Shallow Wind Class 4 Cost Category A |  | ELCWND | ELC | 2015 | 30 | 0.35761 | 31.536 | 0.25 | [9 empty] | 0 |  | 3936.9472 | 2755.863 | 3850.2416 | 3657.7295 | 3465.2174 | 3272.7053 | 3080.1932 | 3080.1932 | 3080.1932 | 3080.1932 | 3080.1932 | 64.6978 | 64.6978 | 64.6978 | 64.6978 | 64.6978 | 64.6978 | 64.6978 | 64.6978 | 64.6978 | 64.6978 | 64.6978 | 0.1 |  |  |  |  | 0.65224 | 0.65224 | 0.65224 | 0.43621 | 0.45315 | 0.45315 | 0.45315 | 0.23793 | 0.54385 | 0.54385 | 0.54385 | 0.43973 | [120 empty] | 1 | 2.7963
* | EWNDOFS4B | Offshore Shallow Wind Class 4 Cost Category B |  | ELCWND | ELC | 2015 | 30 | 0.35761 | 31.536 | 0.25 | [9 empty] | 0 |  | 3936.9472 | 2755.863 | 3850.2416 | 3657.7295 | 3465.2174 | 3272.7053 | 3080.1932 | 3080.1932 | 3080.1932 | 3080.1932 | 3080.1932 | 64.6978 | 64.6978 | 64.6978 | 64.6978 | 64.6978 | 64.6978 | 64.6978 | 64.6978 | 64.6978 | 64.6978 | 64.6978 | 0.1 |  |  |  |  | 0.65224 | 0.65224 | 0.65224 | 0.43621 | 0.45315 | 0.45315 | 0.45315 | 0.23793 | 0.54385 | 0.54385 | 0.54385 | 0.43973 | [120 empty] | 1 | 2.7963
* | EWNDOFS4C | Offshore Shallow Wind Class 4 Cost Category C |  | ELCWND | ELC | 2015 | 30 | 0.35761 | 31.536 | 0.25 | [9 empty] | 0 |  | 3936.9472 | 2755.863 | 3850.2416 | 3657.7295 | 3465.2174 | 3272.7053 | 3080.1932 | 3080.1932 | 3080.1932 | 3080.1932 | 3080.1932 | 64.6978 | 64.6978 | 64.6978 | 64.6978 | 64.6978 | 64.6978 | 64.6978 | 64.6978 | 64.6978 | 64.6978 | 64.6978 | 0.1 |  |  |  |  | 0.65224 | 0.65224 | 0.65224 | 0.43621 | 0.45315 | 0.45315 | 0.45315 | 0.23793 | 0.54385 | 0.54385 | 0.54385 | 0.43973 | [120 empty] | 1 | 2.7963
* | EWNDOFS4D | Offshore Shallow Wind Class 4 Cost Category D |  | ELCWND | ELC | 2015 | 30 | 0.35761 | 31.536 | 0.25 | [9 empty] | 0 |  | 3936.9472 | 2755.863 | 3850.2416 | 3657.7295 | 3465.2174 | 3272.7053 | 3080.1932 | 3080.1932 | 3080.1932 | 3080.1932 | 3080.1932 | 64.6978 | 64.6978 | 64.6978 | 64.6978 | 64.6978 | 64.6978 | 64.6978 | 64.6978 | 64.6978 | 64.6978 | 64.6978 | 0.1 |  |  |  |  | 0.65224 | 0.65224 | 0.65224 | 0.43621 | 0.45315 | 0.45315 | 0.45315 | 0.23793 | 0.54385 | 0.54385 | 0.54385 | 0.43973 | [120 empty] | 1 | 2.7963
* | EWNDOFS4E | Offshore Shallow Wind Class 4 Cost Category E |  | ELCWND | ELC | 2015 | 30 | 0.35761 | 31.536 | 0.25 | [9 empty] | 0 |  | 3936.9472 | 2755.863 | 3850.2416 | 3657.7295 | 3465.2174 | 3272.7053 | 3080.1932 | 3080.1932 | 3080.1932 | 3080.1932 | 3080.1932 | 64.6978 | 64.6978 | 64.6978 | 64.6978 | 64.6978 | 64.6978 | 64.6978 | 64.6978 | 64.6978 | 64.6978 | 64.6978 | 0.1 |  |  |  |  | 0.65224 | 0.65224 | 0.65224 | 0.43621 | 0.45315 | 0.45315 | 0.45315 | 0.23793 | 0.54385 | 0.54385 | 0.54385 | 0.43973 | [120 empty] | 1 | 2.7963
* | EWNDOFS5A | Offshore Shallow Wind Class 5 Cost Category A |  | ELCWND | ELC | 2015 | 30 | 0.35761 | 31.536 | 0.25 | [9 empty] | 0 |  | 3936.9472 | 2755.863 | 3850.2416 | 3657.7295 | 3465.2174 | 3272.7053 | 3080.1932 | 3080.1932 | 3080.1932 | 3080.1932 | 3080.1932 | 64.6978 | 64.6978 | 64.6978 | 64.6978 | 64.6978 | 64.6978 | 64.6978 | 64.6978 | 64.6978 | 64.6978 | 64.6978 | 0.1 |  |  |  |  | 0.70353 | 0.70353 | 0.70353 | 0.47052 | 0.48878 | 0.48878 | 0.48878 | 0.25664 | 0.58662 | 0.58662 | 0.58662 | 0.47431 | [120 empty] | 1 | 2.7963
* | EWNDOFS5B | Offshore Shallow Wind Class 5 Cost Category B |  | ELCWND | ELC | 2015 | 30 | 0.35761 | 31.536 | 0.25 | [9 empty] | 0 |  | 3936.9472 | 2755.863 | 3850.2416 | 3657.7295 | 3465.2174 | 3272.7053 | 3080.1932 | 3080.1932 | 3080.1932 | 3080.1932 | 3080.1932 | 64.6978 | 64.6978 | 64.6978 | 64.6978 | 64.6978 | 64.6978 | 64.6978 | 64.6978 | 64.6978 | 64.6978 | 64.6978 | 0.1 |  |  |  |  | 0.70353 | 0.70353 | 0.70353 | 0.47052 | 0.48878 | 0.48878 | 0.48878 | 0.25664 | 0.58662 | 0.58662 | 0.58662 | 0.47431 | [120 empty] | 1 | 2.7963
* | EWNDOFS5C | Offshore Shallow Wind Class 5 Cost Category C |  | ELCWND | ELC | 2015 | 30 | 0.35761 | 31.536 | 0.25 | [9 empty] | 0 |  | 3936.9472 | 2755.863 | 3850.2416 | 3657.7295 | 3465.2174 | 3272.7053 | 3080.1932 | 3080.1932 | 3080.1932 | 3080.1932 | 3080.1932 | 64.6978 | 64.6978 | 64.6978 | 64.6978 | 64.6978 | 64.6978 | 64.6978 | 64.6978 | 64.6978 | 64.6978 | 64.6978 | 0.1 |  |  |  |  | 0.70353 | 0.70353 | 0.70353 | 0.47052 | 0.48878 | 0.48878 | 0.48878 | 0.25664 | 0.58662 | 0.58662 | 0.58662 | 0.47431 | [120 empty] | 1 | 2.7963
* | EWNDOFS5D | Offshore Shallow Wind Class 5 Cost Category D |  | ELCWND | ELC | 2015 | 30 | 0.35761 | 31.536 | 0.25 | [9 empty] | 0 |  | 3936.9472 | 2755.863 | 3850.2416 | 3657.7295 | 3465.2174 | 3272.7053 | 3080.1932 | 3080.1932 | 3080.1932 | 3080.1932 | 3080.1932 | 64.6978 | 64.6978 | 64.6978 | 64.6978 | 64.6978 | 64.6978 | 64.6978 | 64.6978 | 64.6978 | 64.6978 | 64.6978 | 0.1 |  |  |  |  | 0.70353 | 0.70353 | 0.70353 | 0.47052 | 0.48878 | 0.48878 | 0.48878 | 0.25664 | 0.58662 | 0.58662 | 0.58662 | 0.47431 | [120 empty] | 1 | 2.7963
* | EWNDOFS5E | Offshore Shallow Wind Class 5 Cost Category E |  | ELCWND | ELC | 2015 | 30 | 0.35761 | 31.536 | 0.25 | [9 empty] | 0 |  | 3936.9472 | 2755.863 | 3850.2416 | 3657.7295 | 3465.2174 | 3272.7053 | 3080.1932 | 3080.1932 | 3080.1932 | 3080.1932 | 3080.1932 | 64.6978 | 64.6978 | 64.6978 | 64.6978 | 64.6978 | 64.6978 | 64.6978 | 64.6978 | 64.6978 | 64.6978 | 64.6978 | 0.1 |  |  |  |  | 0.70353 | 0.70353 | 0.70353 | 0.47052 | 0.48878 | 0.48878 | 0.48878 | 0.25664 | 0.58662 | 0.58662 | 0.58662 | 0.47431 | [120 empty] | 1 | 2.7963
* | EWNDOFD1A | Offshore Deep Wind Class 1 Cost Category A |  | ELCWND | ELC | 2015 | 30 | 0.35761 | 31.536 | 0.25 | [9 empty] | 0 |  | 4350.8814 | 3045.617 | 4264.1758 | 4050.967 | 3837.7582 | 3624.5494 | 3411.3406 | 3411.3406 | 3411.3406 | 3411.3406 | 3411.3406 | 64.6978 | 64.6978 | 64.6978 | 64.6978 | 64.6978 | 64.6978 | 64.6978 | 64.6978 | 64.6978 | 64.6978 | 64.6978 | 0.1 |  |  |  |  | 0.51433 | 0.51433 | 0.51433 | 0.34398 | 0.35734 | 0.35734 | 0.35734 | 0.18763 | 0.42886 | 0.42886 | 0.42886 | 0.34675 | [120 empty] | 1 | 2.7963
* | EWNDOFD1B | Offshore Deep Wind Class 1 Cost Category B |  | ELCWND | ELC | 2015 | 30 | 0.35761 | 31.536 | 0.25 | [9 empty] | 0 |  | 4490.2204 | 3143.1543 | 4403.5148 | 4183.339 | 3963.1633 | 3742.9875 | 3522.8118 | 3522.8118 | 3522.8118 | 3522.8118 | 3522.8118 | 64.6978 | 64.6978 | 64.6978 | 64.6978 | 64.6978 | 64.6978 | 64.6978 | 64.6978 | 64.6978 | 64.6978 | 64.6978 | 0.1 |  |  |  |  | 0.51433 | 0.51433 | 0.51433 | 0.34398 | 0.35734 | 0.35734 | 0.35734 | 0.18763 | 0.42886 | 0.42886 | 0.42886 | 0.34675 | [120 empty] | 1 | 2.7963
* | EWNDOFD1C | Offshore Deep Wind Class 1 Cost Category C |  | ELCWND | ELC | 2015 | 30 | 0.35761 | 31.536 | 0.25 | [9 empty] | 0 |  | 4573.3303 | 3201.3312 | 4486.6247 | 4262.2934 | 4037.9622 | 3813.631 | 3589.2997 | 3589.2997 | 3589.2997 | 3589.2997 | 3589.2997 | 64.6978 | 64.6978 | 64.6978 | 64.6978 | 64.6978 | 64.6978 | 64.6978 | 64.6978 | 64.6978 | 64.6978 | 64.6978 | 0.1 |  |  |  |  | 0.51433 | 0.51433 | 0.51433 | 0.34398 | 0.35734 | 0.35734 | 0.35734 | 0.18763 | 0.42886 | 0.42886 | 0.42886 | 0.34675 | [120 empty] | 1 | 2.7963
* | EWNDOFD1D | Offshore Deep Wind Class 1 Cost Category D |  | ELCWND | ELC | 2015 | 30 | 0.35761 | 31.536 | 0.25 | [9 empty] | 0 |  | 4655.5219 | 3258.8653 | 4568.8162 | 4340.3754 | 4111.9346 | 3883.4938 | 3655.053 | 3655.053 | 3655.053 | 3655.053 | 3655.053 | 64.6978 | 64.6978 | 64.6978 | 64.6978 | 64.6978 | 64.6978 | 64.6978 | 64.6978 | 64.6978 | 64.6978 | 64.6978 | 0.1 |  |  |  |  | 0.51433 | 0.51433 | 0.51433 | 0.34398 | 0.35734 | 0.35734 | 0.35734 | 0.18763 | 0.42886 | 0.42886 | 0.42886 | 0.34675 | [120 empty] | 1 | 2.7963
* | EWNDOFD1E | Offshore Deep Wind Class 1 Cost Category E |  | ELCWND | ELC | 2015 | 30 | 0.35761 | 31.536 | 0.25 | [9 empty] | 0 |  | 4776.7194 | 3343.7036 | 4690.0137 | 4455.5131 | 4221.0124 | 3986.5117 | 3752.011 | 3752.011 | 3752.011 | 3752.011 | 3752.011 | 64.6978 | 64.6978 | 64.6978 | 64.6978 | 64.6978 | 64.6978 | 64.6978 | 64.6978 | 64.6978 | 64.6978 | 64.6978 | 0.1 |  |  |  |  | 0.51433 | 0.51433 | 0.51433 | 0.34398 | 0.35734 | 0.35734 | 0.35734 | 0.18763 | 0.42886 | 0.42886 | 0.42886 | 0.34675 | [120 empty] | 1 | 2.7963
* | EWNDOFD2A | Offshore Deep Wind Class 2 Cost Category A |  | ELCWND | ELC | 2015 | 30 | 0.35761 | 31.536 | 0.25 | [9 empty] | 0 |  | 3936.9472 | 2755.863 | 3850.2416 | 3657.7295 | 3465.2174 | 3272.7053 | 3080.1932 | 3080.1932 | 3080.1932 | 3080.1932 | 3080.1932 | 64.6978 | 64.6978 | 64.6978 | 64.6978 | 64.6978 | 64.6978 | 64.6978 | 64.6978 | 64.6978 | 64.6978 | 64.6978 | 0.1 |  |  |  |  | 0.64193 | 0.64193 | 0.64193 | 0.42931 | 0.44598 | 0.44598 | 0.44598 | 0.23417 | 0.53525 | 0.53525 | 0.53525 | 0.43277 | [120 empty] | 1 | 2.7963
* | EWNDOFD2B | Offshore Deep Wind Class 2 Cost Category B |  | ELCWND | ELC | 2015 | 30 | 0.35761 | 31.536 | 0.25 | [9 empty] | 0 |  | 3936.9472 | 2755.863 | 3850.2416 | 3657.7295 | 3465.2174 | 3272.7053 | 3080.1932 | 3080.1932 | 3080.1932 | 3080.1932 | 3080.1932 | 64.6978 | 64.6978 | 64.6978 | 64.6978 | 64.6978 | 64.6978 | 64.6978 | 64.6978 | 64.6978 | 64.6978 | 64.6978 | 0.1 |  |  |  |  | 0.64193 | 0.64193 | 0.64193 | 0.42931 | 0.44598 | 0.44598 | 0.44598 | 0.23417 | 0.53525 | 0.53525 | 0.53525 | 0.43277 | [120 empty] | 1 | 2.7963
* | EWNDOFD2C | Offshore Deep Wind Class 2 Cost Category C |  | ELCWND | ELC | 2015 | 30 | 0.35761 | 31.536 | 0.25 | [9 empty] | 0 |  | 3936.9472 | 2755.863 | 3850.2416 | 3657.7295 | 3465.2174 | 3272.7053 | 3080.1932 | 3080.1932 | 3080.1932 | 3080.1932 | 3080.1932 | 64.6978 | 64.6978 | 64.6978 | 64.6978 | 64.6978 | 64.6978 | 64.6978 | 64.6978 | 64.6978 | 64.6978 | 64.6978 | 0.1 |  |  |  |  | 0.64193 | 0.64193 | 0.64193 | 0.42931 | 0.44598 | 0.44598 | 0.44598 | 0.23417 | 0.53525 | 0.53525 | 0.53525 | 0.43277 | [120 empty] | 1 | 2.7963
* | EWNDOFD2D | Offshore Deep Wind Class 2 Cost Category D |  | ELCWND | ELC | 2015 | 30 | 0.35761 | 31.536 | 0.25 | [9 empty] | 0 |  | 3936.9472 | 2755.863 | 3850.2416 | 3657.7295 | 3465.2174 | 3272.7053 | 3080.1932 | 3080.1932 | 3080.1932 | 3080.1932 | 3080.1932 | 64.6978 | 64.6978 | 64.6978 | 64.6978 | 64.6978 | 64.6978 | 64.6978 | 64.6978 | 64.6978 | 64.6978 | 64.6978 | 0.1 |  |  |  |  | 0.64193 | 0.64193 | 0.64193 | 0.42931 | 0.44598 | 0.44598 | 0.44598 | 0.23417 | 0.53525 | 0.53525 | 0.53525 | 0.43277 | [120 empty] | 1 | 2.7963
* | EWNDOFD2E | Offshore Deep Wind Class 2 Cost Category E |  | ELCWND | ELC | 2015 | 30 | 0.35761 | 31.536 | 0.25 | [9 empty] | 0 |  | 3936.9472 | 2755.863 | 3850.2416 | 3657.7295 | 3465.2174 | 3272.7053 | 3080.1932 | 3080.1932 | 3080.1932 | 3080.1932 | 3080.1932 | 64.6978 | 64.6978 | 64.6978 | 64.6978 | 64.6978 | 64.6978 | 64.6978 | 64.6978 | 64.6978 | 64.6978 | 64.6978 | 0.1 |  |  |  |  | 0.64193 | 0.64193 | 0.64193 | 0.42931 | 0.44598 | 0.44598 | 0.44598 | 0.23417 | 0.53525 | 0.53525 | 0.53525 | 0.43277 | [120 empty] | 1 | 2.7963
* | EWNDOFD3A | Offshore Deep Wind Class 3 Cost Category A |  | ELCWND | ELC | 2015 | 30 | 0.35761 | 31.536 | 0.25 | [9 empty] | 0 |  | 3936.9472 | 2755.863 | 3850.2416 | 3657.7295 | 3465.2174 | 3272.7053 | 3080.1932 | 3080.1932 | 3080.1932 | 3080.1932 | 3080.1932 | 64.6978 | 64.6978 | 64.6978 | 64.6978 | 64.6978 | 64.6978 | 64.6978 | 64.6978 | 64.6978 | 64.6978 | 64.6978 | 0.1 |  |  |  |  | 0.68474 | 0.68474 | 0.68474 | 0.45795 | 0.47573 | 0.47573 | 0.47573 | 0.24979 | 0.57095 | 0.57095 | 0.57095 | 0.46164 | [120 empty] | 1 | 2.7963
* | EWNDOFD3B | Offshore Deep Wind Class 3 Cost Category B |  | ELCWND | ELC | 2015 | 30 | 0.35761 | 31.536 | 0.25 | [9 empty] | 0 |  | 3936.9472 | 2755.863 | 3850.2416 | 3657.7295 | 3465.2174 | 3272.7053 | 3080.1932 | 3080.1932 | 3080.1932 | 3080.1932 | 3080.1932 | 64.6978 | 64.6978 | 64.6978 | 64.6978 | 64.6978 | 64.6978 | 64.6978 | 64.6978 | 64.6978 | 64.6978 | 64.6978 | 0.1 |  |  |  |  | 0.68474 | 0.68474 | 0.68474 | 0.45795 | 0.47573 | 0.47573 | 0.47573 | 0.24979 | 0.57095 | 0.57095 | 0.57095 | 0.46164 | [120 empty] | 1 | 2.7963
* | EWNDOFD3C | Offshore Deep Wind Class 3 Cost Category C |  | ELCWND | ELC | 2015 | 30 | 0.35761 | 31.536 | 0.25 | [9 empty] | 0 |  | 3936.9472 | 2755.863 | 3850.2416 | 3657.7295 | 3465.2174 | 3272.7053 | 3080.1932 | 3080.1932 | 3080.1932 | 3080.1932 | 3080.1932 | 64.6978 | 64.6978 | 64.6978 | 64.6978 | 64.6978 | 64.6978 | 64.6978 | 64.6978 | 64.6978 | 64.6978 | 64.6978 | 0.1 |  |  |  |  | 0.68474 | 0.68474 | 0.68474 | 0.45795 | 0.47573 | 0.47573 | 0.47573 | 0.24979 | 0.57095 | 0.57095 | 0.57095 | 0.46164 | [120 empty] | 1 | 2.7963
* | EWNDOFD3D | Offshore Deep Wind Class 3 Cost Category D |  | ELCWND | ELC | 2015 | 30 | 0.35761 | 31.536 | 0.25 | [9 empty] | 0 |  | 3936.9472 | 2755.863 | 3850.2416 | 3657.7295 | 3465.2174 | 3272.7053 | 3080.1932 | 3080.1932 | 3080.1932 | 3080.1932 | 3080.1932 | 64.6978 | 64.6978 | 64.6978 | 64.6978 | 64.6978 | 64.6978 | 64.6978 | 64.6978 | 64.6978 | 64.6978 | 64.6978 | 0.1 |  |  |  |  | 0.68474 | 0.68474 | 0.68474 | 0.45795 | 0.47573 | 0.47573 | 0.47573 | 0.24979 | 0.57095 | 0.57095 | 0.57095 | 0.46164 | [120 empty] | 1 | 2.7963
* | EWNDOFD3E | Offshore Deep Wind Class 3 Cost Category E |  | ELCWND | ELC | 2015 | 30 | 0.35761 | 31.536 | 0.25 | [9 empty] | 0 |  | 3936.9472 | 2755.863 | 3850.2416 | 3657.7295 | 3465.2174 | 3272.7053 | 3080.1932 | 3080.1932 | 3080.1932 | 3080.1932 | 3080.1932 | 64.6978 | 64.6978 | 64.6978 | 64.6978 | 64.6978 | 64.6978 | 64.6978 | 64.6978 | 64.6978 | 64.6978 | 64.6978 | 0.1 |  |  |  |  | 0.68474 | 0.68474 | 0.68474 | 0.45795 | 0.47573 | 0.47573 | 0.47573 | 0.24979 | 0.57095 | 0.57095 | 0.57095 | 0.46164 | [120 empty] | 1 | 2.7963
* | EWNDOFD4A | Offshore Deep Wind Class 4 Cost Category A |  | ELCWND | ELC | 2015 | 30 | 0.35761 | 31.536 | 0.25 | [9 empty] | 0 |  | 3936.9472 | 2755.863 | 3850.2416 | 3657.7295 | 3465.2174 | 3272.7053 | 3080.1932 | 3080.1932 | 3080.1932 | 3080.1932 | 3080.1932 | 64.6978 | 64.6978 | 64.6978 | 64.6978 | 64.6978 | 64.6978 | 64.6978 | 64.6978 | 64.6978 | 64.6978 | 64.6978 | 0.1 |  |  |  |  | 0.71964 | 0.71964 | 0.71964 | 0.48129 | 0.49998 | 0.49998 | 0.49998 | 0.26252 | 0.60005 | 0.60005 | 0.60005 | 0.48517 | [120 empty] | 1 | 2.7963
* | EWNDOFD4B | Offshore Deep Wind Class 4 Cost Category B |  | ELCWND | ELC | 2015 | 30 | 0.35761 | 31.536 | 0.25 | [9 empty] | 0 |  | 3936.9472 | 2755.863 | 3850.2416 | 3657.7295 | 3465.2174 | 3272.7053 | 3080.1932 | 3080.1932 | 3080.1932 | 3080.1932 | 3080.1932 | 64.6978 | 64.6978 | 64.6978 | 64.6978 | 64.6978 | 64.6978 | 64.6978 | 64.6978 | 64.6978 | 64.6978 | 64.6978 | 0.1 |  |  |  |  | 0.71964 | 0.71964 | 0.71964 | 0.48129 | 0.49998 | 0.49998 | 0.49998 | 0.26252 | 0.60005 | 0.60005 | 0.60005 | 0.48517 | [120 empty] | 1 | 2.7963
* | EWNDOFD4C | Offshore Deep Wind Class 4 Cost Category C |  | ELCWND | ELC | 2015 | 30 | 0.35761 | 31.536 | 0.25 | [9 empty] | 0 |  | 3936.9472 | 2755.863 | 3850.2416 | 3657.7295 | 3465.2174 | 3272.7053 | 3080.1932 | 3080.1932 | 3080.1932 | 3080.1932 | 3080.1932 | 64.6978 | 64.6978 | 64.6978 | 64.6978 | 64.6978 | 64.6978 | 64.6978 | 64.6978 | 64.6978 | 64.6978 | 64.6978 | 0.1 |  |  |  |  | 0.71964 | 0.71964 | 0.71964 | 0.48129 | 0.49998 | 0.49998 | 0.49998 | 0.26252 | 0.60005 | 0.60005 | 0.60005 | 0.48517 | [120 empty] | 1 | 2.7963
* | EWNDOFD4D | Offshore Deep Wind Class 4 Cost Category D |  | ELCWND | ELC | 2015 | 30 | 0.35761 | 31.536 | 0.25 | [9 empty] | 0 |  | 3936.9472 | 2755.863 | 3850.2416 | 3657.7295 | 3465.2174 | 3272.7053 | 3080.1932 | 3080.1932 | 3080.1932 | 3080.1932 | 3080.1932 | 64.6978 | 64.6978 | 64.6978 | 64.6978 | 64.6978 | 64.6978 | 64.6978 | 64.6978 | 64.6978 | 64.6978 | 64.6978 | 0.1 |  |  |  |  | 0.71964 | 0.71964 | 0.71964 | 0.48129 | 0.49998 | 0.49998 | 0.49998 | 0.26252 | 0.60005 | 0.60005 | 0.60005 | 0.48517 | [120 empty] | 1 | 2.7963
* | EWNDOFD4E | Offshore Deep Wind Class 4 Cost Category E |  | ELCWND | ELC | 2015 | 30 | 0.35761 | 31.536 | 0.25 | [9 empty] | 0 |  | 3936.9472 | 2755.863 | 3850.2416 | 3657.7295 | 3465.2174 | 3272.7053 | 3080.1932 | 3080.1932 | 3080.1932 | 3080.1932 | 3080.1932 | 64.6978 | 64.6978 | 64.6978 | 64.6978 | 64.6978 | 64.6978 | 64.6978 | 64.6978 | 64.6978 | 64.6978 | 64.6978 | 0.1 |  |  |  |  | 0.71964 | 0.71964 | 0.71964 | 0.48129 | 0.49998 | 0.49998 | 0.49998 | 0.26252 | 0.60005 | 0.60005 | 0.60005 | 0.48517 | [120 empty] | 1 | 2.7963
* | EWNDOFD5A | Offshore Deep Wind Class 5 Cost Category A |  | ELCWND | ELC | 2015 | 30 | 0.35761 | 31.536 | 0.25 | [9 empty] | 0 |  | 3936.9472 | 2755.863 | 3850.2416 | 3657.7295 | 3465.2174 | 3272.7053 | 3080.1932 | 3080.1932 | 3080.1932 | 3080.1932 | 3080.1932 | 64.6978 | 64.6978 | 64.6978 | 64.6978 | 64.6978 | 64.6978 | 64.6978 | 64.6978 | 64.6978 | 64.6978 | 64.6978 | 0.1 |  |  |  |  | 0.74649 | 0.74649 | 0.74649 | 0.49924 | 0.51863 | 0.51863 | 0.51863 | 0.27231 | 0.62243 | 0.62243 | 0.62243 | 0.50327 | [120 empty] | 1 | 2.7963
* | EWNDOFD5B | Offshore Deep Wind Class 5 Cost Category B |  | ELCWND | ELC | 2015 | 30 | 0.35761 | 31.536 | 0.25 | [9 empty] | 0 |  | 3936.9472 | 2755.863 | 3850.2416 | 3657.7295 | 3465.2174 | 3272.7053 | 3080.1932 | 3080.1932 | 3080.1932 | 3080.1932 | 3080.1932 | 64.6978 | 64.6978 | 64.6978 | 64.6978 | 64.6978 | 64.6978 | 64.6978 | 64.6978 | 64.6978 | 64.6978 | 64.6978 | 0.1 |  |  |  |  | 0.74649 | 0.74649 | 0.74649 | 0.49924 | 0.51863 | 0.51863 | 0.51863 | 0.27231 | 0.62243 | 0.62243 | 0.62243 | 0.50327 | [120 empty] | 1 | 2.7963
* | EWNDOFD5C | Offshore Deep Wind Class 5 Cost Category C |  | ELCWND | ELC | 2015 | 30 | 0.35761 | 31.536 | 0.25 | [9 empty] | 0 |  | 3936.9472 | 2755.863 | 3850.2416 | 3657.7295 | 3465.2174 | 3272.7053 | 3080.1932 | 3080.1932 | 3080.1932 | 3080.1932 | 3080.1932 | 64.6978 | 64.6978 | 64.6978 | 64.6978 | 64.6978 | 64.6978 | 64.6978 | 64.6978 | 64.6978 | 64.6978 | 64.6978 | 0.1 |  |  |  |  | 0.74649 | 0.74649 | 0.74649 | 0.49924 | 0.51863 | 0.51863 | 0.51863 | 0.27231 | 0.62243 | 0.62243 | 0.62243 | 0.50327 | [120 empty] | 1 | 2.7963
* | EWNDOFD5D | Offshore Deep Wind Class 5 Cost Category D |  | ELCWND | ELC | 2015 | 30 | 0.35761 | 31.536 | 0.25 | [9 empty] | 0 |  | 3936.9472 | 2755.863 | 3850.2416 | 3657.7295 | 3465.2174 | 3272.7053 | 3080.1932 | 3080.1932 | 3080.1932 | 3080.1932 | 3080.1932 | 64.6978 | 64.6978 | 64.6978 | 64.6978 | 64.6978 | 64.6978 | 64.6978 | 64.6978 | 64.6978 | 64.6978 | 64.6978 | 0.1 |  |  |  |  | 0.74649 | 0.74649 | 0.74649 | 0.49924 | 0.51863 | 0.51863 | 0.51863 | 0.27231 | 0.62243 | 0.62243 | 0.62243 | 0.50327 | [120 empty] | 1 | 2.7963
* | EWNDOFD5E | Offshore Deep Wind Class 5 Cost Category E |  | ELCWND | ELC | 2015 | 30 | 0.35761 | 31.536 | 0.25 | [9 empty] | 0 |  | 3936.9472 | 2755.863 | 3850.2416 | 3657.7295 | 3465.2174 | 3272.7053 | 3080.1932 | 3080.1932 | 3080.1932 | 3080.1932 | 3080.1932 | 64.6978 | 64.6978 | 64.6978 | 64.6978 | 64.6978 | 64.6978 | 64.6978 | 64.6978 | 64.6978 | 64.6978 | 64.6978 | 0.1 |  |  |  |  | 0.74649 | 0.74649 | 0.74649 | 0.49924 | 0.51863 | 0.51863 | 0.51863 | 0.27231 | 0.62243 | 0.62243 | 0.62243 | 0.50327 | [120 empty] | 1 | 2.7963
* | EWNDON1A | Onshore Wind Class 1 Cost Category A |  | ELCWND | ELC | 2010 | 30 | 0.35761 | 31.536 | 0.25 | [9 empty] | 1.076 |  | 1851.0156 | 1295.7109 | 1640.4594 | 1636.3582 | 1632.2571 | 1628.1559 | 1624.0548 | 1624.0548 | 1624.0548 | 1624.0548 | 1624.0548 | 28.6729 | 24.5101 | 23.4888 | 23.4888 | 22.4676 | 21.4463 | 21.4463 | 21.4463 | 21.4463 | 21.4463 | 21.4463 | 0.1 |  |  |  |  | 0.3629 | 0.3629 | 0.3629 | 0.31457 | 0.21554 | 0.21554 | 0.21554 | 0.18871 | 0.39614 | 0.39614 | 0.39614 | 0.33186 | [120 empty] | 1 | 2.7963
* | EWNDON1B | Onshore Wind Class 1 Cost Category B |  | ELCWND | ELC | 2010 | 30 | 0.35761 | 31.536 | 0.25 | [9 empty] | 1.6748 |  | 1880.0599 | 1316.0419 | 1669.5037 | 1665.33 | 1661.1562 | 1656.9824 | 1652.8087 | 1652.8087 | 1652.8087 | 1652.8087 | 1652.8087 | 28.6729 | 24.5101 | 23.4888 | 23.4888 | 22.4676 | 21.4463 | 21.4463 | 21.4463 | 21.4463 | 21.4463 | 21.4463 | 0.1 |  |  |  |  | 0.3629 | 0.3629 | 0.3629 | 0.31457 | 0.21554 | 0.21554 | 0.21554 | 0.18871 | 0.39614 | 0.39614 | 0.39614 | 0.33186 | [120 empty] | 1 | 2.7963
* | EWNDON1C | Onshore Wind Class 1 Cost Category C |  | ELCWND | ELC | 2010 | 30 | 0.35761 | 31.536 | 0.25 | [9 empty] | 1.1114 |  | 1904.1435 | 1332.9005 | 1693.5874 | 1689.3534 | 1685.1194 | 1680.8855 | 1676.6515 | 1676.6515 | 1676.6515 | 1676.6515 | 1676.6515 | 28.6729 | 24.5101 | 23.4888 | 23.4888 | 22.4676 | 21.4463 | 21.4463 | 21.4463 | 21.4463 | 21.4463 | 21.4463 | 0.1 |  |  |  |  | 0.3629 | 0.3629 | 0.3629 | 0.31457 | 0.21554 | 0.21554 | 0.21554 | 0.18871 | 0.39614 | 0.39614 | 0.39614 | 0.33186 | [120 empty] | 1 | 2.7963
* | EWNDON1D | Onshore Wind Class 1 Cost Category D |  | ELCWND | ELC | 2010 | 30 | 0.35761 | 31.536 | 0.25 | [9 empty] | 1.519 |  | 1931.0799 | 1351.7559 | 1720.5237 | 1716.2224 | 1711.9211 | 1707.6198 | 1703.3184 | 1703.3184 | 1703.3184 | 1703.3184 | 1703.3184 | 28.6729 | 24.5101 | 23.4888 | 23.4888 | 22.4676 | 21.4463 | 21.4463 | 21.4463 | 21.4463 | 21.4463 | 21.4463 | 0.1 |  |  |  |  | 0.3629 | 0.3629 | 0.3629 | 0.31457 | 0.21554 | 0.21554 | 0.21554 | 0.18871 | 0.39614 | 0.39614 | 0.39614 | 0.33186 | [120 empty] | 1 | 2.7963
* | EWNDON1E | Onshore Wind Class 1 Cost Category E |  | ELCWND | ELC | 2010 | 30 | 0.35761 | 31.536 | 0.25 | [9 empty] | 2.3915 |  | 1978.9316 | 1385.2521 | 1768.3754 | 1763.9545 | 1759.5335 | 1755.1126 | 1750.6916 | 1750.6916 | 1750.6916 | 1750.6916 | 1750.6916 | 28.6729 | 24.5101 | 23.4888 | 23.4888 | 22.4676 | 21.4463 | 21.4463 | 21.4463 | 21.4463 | 21.4463 | 21.4463 | 0.1 |  |  |  |  | 0.3629 | 0.3629 | 0.3629 | 0.31457 | 0.21554 | 0.21554 | 0.21554 | 0.18871 | 0.39614 | 0.39614 | 0.39614 | 0.33186 | [120 empty] | 1 | 2.7963
* | EWNDON2A | Onshore Wind Class 2 Cost Category A |  | ELCWND | ELC | 2010 | 30 | 0.35761 | 31.536 | 0.25 | [9 empty] | 0.0416 |  | 1868.7016 | 1308.0912 | 1658.1455 | 1654.0001 | 1649.8547 | 1645.7094 | 1641.564 | 1641.564 | 1641.564 | 1641.564 | 1641.564 | 28.6729 | 24.5101 | 23.4888 | 23.4888 | 22.4676 | 21.4463 | 21.4463 | 21.4463 | 21.4463 | 21.4463 | 21.4463 | 0.1 |  |  |  |  | 0.43606 | 0.43606 | 0.43606 | 0.37799 | 0.25899 | 0.25899 | 0.25899 | 0.22675 | 0.476 | 0.476 | 0.476 | 0.39876 | [120 empty] | 1 | 2.7963
* | EWNDON2B | Onshore Wind Class 2 Cost Category B |  | ELCWND | ELC | 2010 | 30 | 0.35761 | 31.536 | 0.25 | [9 empty] | 0.0554 |  | 1913.0414 | 1339.129 | 1702.4852 | 1698.229 | 1693.9728 | 1689.7166 | 1685.4603 | 1685.4603 | 1685.4603 | 1685.4603 | 1685.4603 | 28.6729 | 24.5101 | 23.4888 | 23.4888 | 22.4676 | 21.4463 | 21.4463 | 21.4463 | 21.4463 | 21.4463 | 21.4463 | 0.1 |  |  |  |  | 0.43606 | 0.43606 | 0.43606 | 0.37799 | 0.25899 | 0.25899 | 0.25899 | 0.22675 | 0.476 | 0.476 | 0.476 | 0.39876 | [120 empty] | 1 | 2.7963
* | EWNDON2C | Onshore Wind Class 2 Cost Category C |  | ELCWND | ELC | 2010 | 30 | 0.35761 | 31.536 | 0.25 | [9 empty] | 0.0676 |  | 1959.9487 | 1371.9641 | 1749.3925 | 1745.019 | 1740.6455 | 1736.2721 | 1731.8986 | 1731.8986 | 1731.8986 | 1731.8986 | 1731.8986 | 28.6729 | 24.5101 | 23.4888 | 23.4888 | 22.4676 | 21.4463 | 21.4463 | 21.4463 | 21.4463 | 21.4463 | 21.4463 | 0.1 |  |  |  |  | 0.43606 | 0.43606 | 0.43606 | 0.37799 | 0.25899 | 0.25899 | 0.25899 | 0.22675 | 0.476 | 0.476 | 0.476 | 0.39876 | [120 empty] | 1 | 2.7963
* | EWNDON2D | Onshore Wind Class 2 Cost Category D |  | ELCWND | ELC | 2010 | 30 | 0.35761 | 31.536 | 0.25 | [9 empty] | 0.0864 |  | 1972.6856 | 1380.8799 | 1762.1294 | 1757.7241 | 1753.3187 | 1748.9134 | 1744.5081 | 1744.5081 | 1744.5081 | 1744.5081 | 1744.5081 | 28.6729 | 24.5101 | 23.4888 | 23.4888 | 22.4676 | 21.4463 | 21.4463 | 21.4463 | 21.4463 | 21.4463 | 21.4463 | 0.1 |  |  |  |  | 0.43606 | 0.43606 | 0.43606 | 0.37799 | 0.25899 | 0.25899 | 0.25899 | 0.22675 | 0.476 | 0.476 | 0.476 | 0.39876 | [120 empty] | 1 | 2.7963
* | EWNDON2E | Onshore Wind Class 2 Cost Category E |  | ELCWND | ELC | 2010 | 30 | 0.35761 | 31.536 | 0.25 | [9 empty] | 0.0666 |  | 1988.4229 | 1391.8961 | 1777.8668 | 1773.4221 | 1768.9774 | 1764.5328 | 1760.0881 | 1760.0881 | 1760.0881 | 1760.0881 | 1760.0881 | 28.6729 | 24.5101 | 23.4888 | 23.4888 | 22.4676 | 21.4463 | 21.4463 | 21.4463 | 21.4463 | 21.4463 | 21.4463 | 0.1 |  |  |  |  | 0.43606 | 0.43606 | 0.43606 | 0.37799 | 0.25899 | 0.25899 | 0.25899 | 0.22675 | 0.476 | 0.476 | 0.476 | 0.39876 | [120 empty] | 1 | 2.7963
* | EWNDON3A | Onshore Wind Class 3 Cost Category A |  | ELCWND | ELC | 2010 | 30 | 0.35761 | 31.536 | 0.25 | [9 empty] | 0.0098 |  | 1864.2154 | 1304.9508 | 1653.6592 | 1649.5251 | 1645.3909 | 1641.2568 | 1637.1226 | 1637.1226 | 1637.1226 | 1637.1226 | 1637.1226 | 28.6729 | 24.5101 | 23.4888 | 23.4888 | 22.4676 | 21.4463 | 21.4463 | 21.4463 | 21.4463 | 21.4463 | 21.4463 | 0.1 |  |  |  |  | 0.47065 | 0.47065 | 0.47065 | 0.40797 | 0.27954 | 0.27954 | 0.27954 | 0.24474 | 0.51376 | 0.51376 | 0.51376 | 0.43039 | [120 empty] | 1 | 2.7963
* | EWNDON3B | Onshore Wind Class 3 Cost Category B |  | ELCWND | ELC | 2010 | 30 | 0.35761 | 31.536 | 0.25 | [9 empty] | 0.0083 |  | 1904.4667 | 1333.1267 | 1693.9105 | 1689.6758 | 1685.441 | 1681.2062 | 1676.9714 | 1676.9714 | 1676.9714 | 1676.9714 | 1676.9714 | 28.6729 | 24.5101 | 23.4888 | 23.4888 | 22.4676 | 21.4463 | 21.4463 | 21.4463 | 21.4463 | 21.4463 | 21.4463 | 0.1 |  |  |  |  | 0.47065 | 0.47065 | 0.47065 | 0.40797 | 0.27954 | 0.27954 | 0.27954 | 0.24474 | 0.51376 | 0.51376 | 0.51376 | 0.43039 | [120 empty] | 1 | 2.7963
* | EWNDON3C | Onshore Wind Class 3 Cost Category C |  | ELCWND | ELC | 2010 | 30 | 0.35761 | 31.536 | 0.25 | [9 empty] | 0.0144 |  | 1939.7635 | 1357.8344 | 1729.2073 | 1724.8843 | 1720.5613 | 1716.2382 | 1711.9152 | 1711.9152 | 1711.9152 | 1711.9152 | 1711.9152 | 28.6729 | 24.5101 | 23.4888 | 23.4888 | 22.4676 | 21.4463 | 21.4463 | 21.4463 | 21.4463 | 21.4463 | 21.4463 | 0.1 |  |  |  |  | 0.47065 | 0.47065 | 0.47065 | 0.40797 | 0.27954 | 0.27954 | 0.27954 | 0.24474 | 0.51376 | 0.51376 | 0.51376 | 0.43039 | [120 empty] | 1 | 2.7963
* | EWNDON3D | Onshore Wind Class 3 Cost Category D |  | ELCWND | ELC | 2010 | 30 | 0.35761 | 31.536 | 0.25 | [9 empty] | 0.0457 |  | 1968.3808 | 1377.8666 | 1757.8246 | 1753.4301 | 1749.0355 | 1744.6409 | 1740.2464 | 1740.2464 | 1740.2464 | 1740.2464 | 1740.2464 | 28.6729 | 24.5101 | 23.4888 | 23.4888 | 22.4676 | 21.4463 | 21.4463 | 21.4463 | 21.4463 | 21.4463 | 21.4463 | 0.1 |  |  |  |  | 0.47065 | 0.47065 | 0.47065 | 0.40797 | 0.27954 | 0.27954 | 0.27954 | 0.24474 | 0.51376 | 0.51376 | 0.51376 | 0.43039 | [120 empty] | 1 | 2.7963
* | EWNDON3E | Onshore Wind Class 3 Cost Category E |  | ELCWND | ELC | 2010 | 30 | 0.35761 | 31.536 | 0.25 | [9 empty] | 0.0222 |  | 1986.0918 | 1390.2643 | 1775.5356 | 1771.0968 | 1766.658 | 1762.2191 | 1757.7803 | 1757.7803 | 1757.7803 | 1757.7803 | 1757.7803 | 28.6729 | 24.5101 | 23.4888 | 23.4888 | 22.4676 | 21.4463 | 21.4463 | 21.4463 | 21.4463 | 21.4463 | 21.4463 | 0.1 |  |  |  |  | 0.47065 | 0.47065 | 0.47065 | 0.40797 | 0.27954 | 0.27954 | 0.27954 | 0.24474 | 0.51376 | 0.51376 | 0.51376 | 0.43039 | [120 empty] | 1 | 2.7963
* | EWNDON4A | Onshore Wind Class 4 Cost Category A |  | ELCWND | ELC | 2010 | 30 | 0.35761 | 31.536 | 0.25 | [9 empty] | 0.0032 |  | 1886.8976 | 1320.8283 | 1676.3415 | 1672.1506 | 1667.9597 | 1663.7689 | 1659.578 | 1659.578 | 1659.578 | 1659.578 | 1659.578 | 28.6729 | 24.5101 | 23.4888 | 23.4888 | 22.4676 | 21.4463 | 21.4463 | 21.4463 | 21.4463 | 21.4463 | 21.4463 | 0.1 |  |  |  |  | 0.49934 | 0.49934 | 0.49934 | 0.43284 | 0.29658 | 0.29658 | 0.29658 | 0.25965 | 0.54507 | 0.54507 | 0.54507 | 0.45662 | [120 empty] | 1 | 2.7963
* | EWNDON4B | Onshore Wind Class 4 Cost Category B |  | ELCWND | ELC | 2010 | 30 | 0.35761 | 31.536 | 0.25 | [9 empty] | 0.0044 |  | 1924.4479 | 1347.1136 | 1713.8918 | 1709.607 | 1705.3223 | 1701.0376 | 1696.7528 | 1696.7528 | 1696.7528 | 1696.7528 | 1696.7528 | 28.6729 | 24.5101 | 23.4888 | 23.4888 | 22.4676 | 21.4463 | 21.4463 | 21.4463 | 21.4463 | 21.4463 | 21.4463 | 0.1 |  |  |  |  | 0.49934 | 0.49934 | 0.49934 | 0.43284 | 0.29658 | 0.29658 | 0.29658 | 0.25965 | 0.54507 | 0.54507 | 0.54507 | 0.45662 | [120 empty] | 1 | 2.7963
* | EWNDON4C | Onshore Wind Class 4 Cost Category C |  | ELCWND | ELC | 2010 | 30 | 0.35761 | 31.536 | 0.25 | [9 empty] | 0.0046 |  | 1948.8344 | 1364.1841 | 1738.2782 | 1733.9325 | 1729.5868 | 1725.2411 | 1720.8954 | 1720.8954 | 1720.8954 | 1720.8954 | 1720.8954 | 28.6729 | 24.5101 | 23.4888 | 23.4888 | 22.4676 | 21.4463 | 21.4463 | 21.4463 | 21.4463 | 21.4463 | 21.4463 | 0.1 |  |  |  |  | 0.49934 | 0.49934 | 0.49934 | 0.43284 | 0.29658 | 0.29658 | 0.29658 | 0.25965 | 0.54507 | 0.54507 | 0.54507 | 0.45662 | [120 empty] | 1 | 2.7963
* | EWNDON4D | Onshore Wind Class 4 Cost Category D |  | ELCWND | ELC | 2010 | 30 | 0.35761 | 31.536 | 0.25 | [9 empty] | 0.0151 |  | 1967.3991 | 1377.1794 | 1756.8429 | 1752.4508 | 1748.0587 | 1743.6666 | 1739.2745 | 1739.2745 | 1739.2745 | 1739.2745 | 1739.2745 | 28.6729 | 24.5101 | 23.4888 | 23.4888 | 22.4676 | 21.4463 | 21.4463 | 21.4463 | 21.4463 | 21.4463 | 21.4463 | 0.1 |  |  |  |  | 0.49934 | 0.49934 | 0.49934 | 0.43284 | 0.29658 | 0.29658 | 0.29658 | 0.25965 | 0.54507 | 0.54507 | 0.54507 | 0.45662 | [120 empty] | 1 | 2.7963
* | EWNDON4E | Onshore Wind Class 4 Cost Category E |  | ELCWND | ELC | 2010 | 30 | 0.35761 | 31.536 | 0.25 | [9 empty] | 0.0142 |  | 1983.701 | 1388.5907 | 1773.1448 | 1768.7119 | 1764.279 | 1759.8462 | 1755.4133 | 1755.4133 | 1755.4133 | 1755.4133 | 1755.4133 | 28.6729 | 24.5101 | 23.4888 | 23.4888 | 22.4676 | 21.4463 | 21.4463 | 21.4463 | 21.4463 | 21.4463 | 21.4463 | 0.1 |  |  |  |  | 0.49934 | 0.49934 | 0.49934 | 0.43284 | 0.29658 | 0.29658 | 0.29658 | 0.25965 | 0.54507 | 0.54507 | 0.54507 | 0.45662 | [120 empty] | 1 | 2.7963
* | EWNDON5A | Onshore Wind Class 5 Cost Category A |  | ELCWND | ELC | 2010 | 30 | 0.35761 | 31.536 | 0.25 | [9 empty] | 0.0026 |  | 1884.5718 | 1319.2002 | 1674.0156 | 1669.8305 | 1665.6455 | 1661.4605 | 1657.2754 | 1657.2754 | 1657.2754 | 1657.2754 | 1657.2754 | 28.6729 | 24.5101 | 23.4888 | 23.4888 | 22.4676 | 21.4463 | 21.4463 | 21.4463 | 21.4463 | 21.4463 | 21.4463 | 0.1 |  |  |  |  | 0.53284 | 0.53284 | 0.53284 | 0.46188 | 0.31648 | 0.31648 | 0.31648 | 0.27708 | 0.58164 | 0.58164 | 0.58164 | 0.48726 | [120 empty] | 1 | 2.7963
* | EWNDON5B | Onshore Wind Class 5 Cost Category B |  | ELCWND | ELC | 2010 | 30 | 0.35761 | 31.536 | 0.25 | [9 empty] | 0.0023 |  | 1907.4451 | 1335.2116 | 1696.889 | 1692.6467 | 1688.4045 | 1684.1623 | 1679.9201 | 1679.9201 | 1679.9201 | 1679.9201 | 1679.9201 | 28.6729 | 24.5101 | 23.4888 | 23.4888 | 22.4676 | 21.4463 | 21.4463 | 21.4463 | 21.4463 | 21.4463 | 21.4463 | 0.1 |  |  |  |  | 0.53284 | 0.53284 | 0.53284 | 0.46188 | 0.31648 | 0.31648 | 0.31648 | 0.27708 | 0.58164 | 0.58164 | 0.58164 | 0.48726 | [120 empty] | 1 | 2.7963
* | EWNDON5C | Onshore Wind Class 5 Cost Category C |  | ELCWND | ELC | 2010 | 30 | 0.35761 | 31.536 | 0.25 | [9 empty] | 0.0014 |  | 1940.8023 | 1358.5616 | 1730.2461 | 1725.9205 | 1721.5949 | 1717.2693 | 1712.9437 | 1712.9437 | 1712.9437 | 1712.9437 | 1712.9437 | 28.6729 | 24.5101 | 23.4888 | 23.4888 | 22.4676 | 21.4463 | 21.4463 | 21.4463 | 21.4463 | 21.4463 | 21.4463 | 0.1 |  |  |  |  | 0.53284 | 0.53284 | 0.53284 | 0.46188 | 0.31648 | 0.31648 | 0.31648 | 0.27708 | 0.58164 | 0.58164 | 0.58164 | 0.48726 | [120 empty] | 1 | 2.7963
* | EWNDON5D | Onshore Wind Class 5 Cost Category D |  | ELCWND | ELC | 2010 | 30 | 0.35761 | 31.536 | 0.25 | [9 empty] | 0.0109 |  | 1967.9009 | 1377.5307 | 1757.3448 | 1752.9514 | 1748.558 | 1744.1647 | 1739.7713 | 1739.7713 | 1739.7713 | 1739.7713 | 1739.7713 | 28.6729 | 24.5101 | 23.4888 | 23.4888 | 22.4676 | 21.4463 | 21.4463 | 21.4463 | 21.4463 | 21.4463 | 21.4463 | 0.1 |  |  |  |  | 0.53284 | 0.53284 | 0.53284 | 0.46188 | 0.31648 | 0.31648 | 0.31648 | 0.27708 | 0.58164 | 0.58164 | 0.58164 | 0.48726 | [120 empty] | 1 | 2.7963
* | EWNDON5E | Onshore Wind Class 5 Cost Category E |  | ELCWND | ELC | 2010 | 30 | 0.35761 | 31.536 | 0.25 | [9 empty] | 0.0064 |  | 1984.904 | 1389.4328 | 1774.3478 | 1769.912 | 1765.4761 | 1761.0402 | 1756.6044 | 1756.6044 | 1756.6044 | 1756.6044 | 1756.6044 | 28.6729 | 24.5101 | 23.4888 | 23.4888 | 22.4676 | 21.4463 | 21.4463 | 21.4463 | 21.4463 | 21.4463 | 21.4463 | 0.1 |  |  |  |  | 0.53284 | 0.53284 | 0.53284 | 0.46188 | 0.31648 | 0.31648 | 0.31648 | 0.27708 | 0.58164 | 0.58164 | 0.58164 | 0.48726 | [120 empty] | 1 | 2.7963
* | EWNDOFS1A | Offshore Shallow Wind Class 1 Cost Category A |  | ELCWND | ELC | 2015 | 30 | 0.35761 | 31.536 | 0.25 | [9 empty] | 13.1238 |  | 4025.4689 | 2817.8282 | 3938.7632 | 3741.825 | 3544.8869 | 3347.9487 | 3151.0106 | 3151.0106 | 3151.0106 | 3151.0106 | 3151.0106 | 64.6978 | 64.6978 | 64.6978 | 64.6978 | 64.6978 | 64.6978 | 64.6978 | 64.6978 | 64.6978 | 64.6978 | 64.6978 | 0.1 |  |  |  |  | 0.37182 | 0.37182 | 0.37182 | 0.32231 | 0.22084 | 0.22084 | 0.22084 | 0.19335 | 0.40587 | 0.40587 | 0.40587 | 0.34001 | [120 empty] | 1 | 2.7963
* | EWNDOFS1B | Offshore Shallow Wind Class 1 Cost Category B |  | ELCWND | ELC | 2015 | 30 | 0.35761 | 31.536 | 0.25 | [9 empty] | 5.1036 |  | 4187.2268 | 2931.0588 | 4100.5211 | 3895.4951 | 3690.469 | 3485.443 | 3280.4169 | 3280.4169 | 3280.4169 | 3280.4169 | 3280.4169 | 64.6978 | 64.6978 | 64.6978 | 64.6978 | 64.6978 | 64.6978 | 64.6978 | 64.6978 | 64.6978 | 64.6978 | 64.6978 | 0.1 |  |  |  |  | 0.37182 | 0.37182 | 0.37182 | 0.32231 | 0.22084 | 0.22084 | 0.22084 | 0.19335 | 0.40587 | 0.40587 | 0.40587 | 0.34001 | [120 empty] | 1 | 2.7963
* | EWNDOFS1C | Offshore Shallow Wind Class 1 Cost Category C |  | ELCWND | ELC | 2015 | 30 | 0.35761 | 31.536 | 0.25 | [9 empty] | 5.3282 |  | 4430.1999 | 3101.14 | 4343.4943 | 4126.3196 | 3909.1449 | 3691.9702 | 3474.7954 | 3474.7954 | 3474.7954 | 3474.7954 | 3474.7954 | 64.6978 | 64.6978 | 64.6978 | 64.6978 | 64.6978 | 64.6978 | 64.6978 | 64.6978 | 64.6978 | 64.6978 | 64.6978 | 0.1 |  |  |  |  | 0.37182 | 0.37182 | 0.37182 | 0.32231 | 0.22084 | 0.22084 | 0.22084 | 0.19335 | 0.40587 | 0.40587 | 0.40587 | 0.34001 | [120 empty] | 1 | 2.7963
* | EWNDOFS1D | Offshore Shallow Wind Class 1 Cost Category D |  | ELCWND | ELC | 2015 | 30 | 0.35761 | 31.536 | 0.25 | [9 empty] | 4.7536 |  | 4645.5092 | 3251.8565 | 4558.8036 | 4330.8634 | 4102.9232 | 3874.9831 | 3647.0429 | 3647.0429 | 3647.0429 | 3647.0429 | 3647.0429 | 64.6978 | 64.6978 | 64.6978 | 64.6978 | 64.6978 | 64.6978 | 64.6978 | 64.6978 | 64.6978 | 64.6978 | 64.6978 | 0.1 |  |  |  |  | 0.37182 | 0.37182 | 0.37182 | 0.32231 | 0.22084 | 0.22084 | 0.22084 | 0.19335 | 0.40587 | 0.40587 | 0.40587 | 0.34001 | [120 empty] | 1 | 2.7963
* | EWNDOFS1E | Offshore Shallow Wind Class 1 Cost Category E |  | ELCWND | ELC | 2015 | 30 | 0.35761 | 31.536 | 0.25 | [9 empty] | 4.2262 |  | 4795.2658 | 3356.6861 | 4708.5602 | 4473.1322 | 4237.7042 | 4002.2762 | 3766.8482 | 3766.8482 | 3766.8482 | 3766.8482 | 3766.8482 | 64.6978 | 64.6978 | 64.6978 | 64.6978 | 64.6978 | 64.6978 | 64.6978 | 64.6978 | 64.6978 | 64.6978 | 64.6978 | 0.1 |  |  |  |  | 0.37182 | 0.37182 | 0.37182 | 0.32231 | 0.22084 | 0.22084 | 0.22084 | 0.19335 | 0.40587 | 0.40587 | 0.40587 | 0.34001 | [120 empty] | 1 | 2.7963
* | EWNDOFS2A | Offshore Shallow Wind Class 2 Cost Category A |  | ELCWND | ELC | 2015 | 30 | 0.35761 | 31.536 | 0.25 | [9 empty] | 6.336 |  | 4154.7041 | 2908.2929 | 4067.9985 | 3864.5985 | 3661.1986 | 3457.7987 | 3254.3988 | 3254.3988 | 3254.3988 | 3254.3988 | 3254.3988 | 64.6978 | 64.6978 | 64.6978 | 64.6978 | 64.6978 | 64.6978 | 64.6978 | 64.6978 | 64.6978 | 64.6978 | 64.6978 | 0.1 |  |  |  |  | 0.47933 | 0.47933 | 0.47933 | 0.4155 | 0.28469 | 0.28469 | 0.28469 | 0.24925 | 0.52323 | 0.52323 | 0.52323 | 0.43833 | [120 empty] | 1 | 2.7963
* | EWNDOFS2B | Offshore Shallow Wind Class 2 Cost Category B |  | ELCWND | ELC | 2015 | 30 | 0.35761 | 31.536 | 0.25 | [9 empty] | 3.1656 |  | 4325.9224 | 3028.1457 | 4239.2167 | 4027.2559 | 3815.295 | 3603.3342 | 3391.3734 | 3391.3734 | 3391.3734 | 3391.3734 | 3391.3734 | 64.6978 | 64.6978 | 64.6978 | 64.6978 | 64.6978 | 64.6978 | 64.6978 | 64.6978 | 64.6978 | 64.6978 | 64.6978 | 0.1 |  |  |  |  | 0.47933 | 0.47933 | 0.47933 | 0.4155 | 0.28469 | 0.28469 | 0.28469 | 0.24925 | 0.52323 | 0.52323 | 0.52323 | 0.43833 | [120 empty] | 1 | 2.7963
* | EWNDOFS2C | Offshore Shallow Wind Class 2 Cost Category C |  | ELCWND | ELC | 2015 | 30 | 0.35761 | 31.536 | 0.25 | [9 empty] | 7.5232 |  | 4468.8882 | 3128.2218 | 4382.1826 | 4163.0734 | 3943.9643 | 3724.8552 | 3505.7461 | 3505.7461 | 3505.7461 | 3505.7461 | 3505.7461 | 64.6978 | 64.6978 | 64.6978 | 64.6978 | 64.6978 | 64.6978 | 64.6978 | 64.6978 | 64.6978 | 64.6978 | 64.6978 | 0.1 |  |  |  |  | 0.47933 | 0.47933 | 0.47933 | 0.4155 | 0.28469 | 0.28469 | 0.28469 | 0.24925 | 0.52323 | 0.52323 | 0.52323 | 0.43833 | [120 empty] | 1 | 2.7963
* | EWNDOFS2D | Offshore Shallow Wind Class 2 Cost Category D |  | ELCWND | ELC | 2015 | 30 | 0.35761 | 31.536 | 0.25 | [9 empty] | 9.9492 |  | 4654.1268 | 3257.8888 | 4567.4212 | 4339.0501 | 4110.679 | 3882.308 | 3653.9369 | 3653.9369 | 3653.9369 | 3653.9369 | 3653.9369 | 64.6978 | 64.6978 | 64.6978 | 64.6978 | 64.6978 | 64.6978 | 64.6978 | 64.6978 | 64.6978 | 64.6978 | 64.6978 | 0.1 |  |  |  |  | 0.47933 | 0.47933 | 0.47933 | 0.4155 | 0.28469 | 0.28469 | 0.28469 | 0.24925 | 0.52323 | 0.52323 | 0.52323 | 0.43833 | [120 empty] | 1 | 2.7963
* | EWNDOFS2E | Offshore Shallow Wind Class 2 Cost Category E |  | ELCWND | ELC | 2015 | 30 | 0.35761 | 31.536 | 0.25 | [9 empty] | 12.367 |  | 4789.5709 | 3352.6996 | 4702.8652 | 4467.7219 | 4232.5787 | 3997.4354 | 3762.2922 | 3762.2922 | 3762.2922 | 3762.2922 | 3762.2922 | 64.6978 | 64.6978 | 64.6978 | 64.6978 | 64.6978 | 64.6978 | 64.6978 | 64.6978 | 64.6978 | 64.6978 | 64.6978 | 0.1 |  |  |  |  | 0.47933 | 0.47933 | 0.47933 | 0.4155 | 0.28469 | 0.28469 | 0.28469 | 0.24925 | 0.52323 | 0.52323 | 0.52323 | 0.43833 | [120 empty] | 1 | 2.7963
* | EWNDOFS3A | Offshore Shallow Wind Class 3 Cost Category A |  | ELCWND | ELC | 2015 | 30 | 0.35761 | 31.536 | 0.25 | [9 empty] | 11.8812 |  | 4124.6725 | 2887.2707 | 4037.9668 | 3836.0685 | 3634.1702 | 3432.2718 | 3230.3735 | 3230.3735 | 3230.3735 | 3230.3735 | 3230.3735 | 64.6978 | 64.6978 | 64.6978 | 64.6978 | 64.6978 | 64.6978 | 64.6978 | 64.6978 | 64.6978 | 64.6978 | 64.6978 | 0.1 |  |  |  |  | 0.51874 | 0.51874 | 0.51874 | 0.44966 | 0.3081 | 0.3081 | 0.3081 | 0.26974 | 0.56625 | 0.56625 | 0.56625 | 0.47437 | [120 empty] | 1 | 2.7963
* | EWNDOFS3B | Offshore Shallow Wind Class 3 Cost Category B |  | ELCWND | ELC | 2015 | 30 | 0.35761 | 31.536 | 0.25 | [9 empty] | 16.0368 |  | 4255.2788 | 2978.6952 | 4168.5732 | 3960.1445 | 3751.7159 | 3543.2872 | 3334.8586 | 3334.8586 | 3334.8586 | 3334.8586 | 3334.8586 | 64.6978 | 64.6978 | 64.6978 | 64.6978 | 64.6978 | 64.6978 | 64.6978 | 64.6978 | 64.6978 | 64.6978 | 64.6978 | 0.1 |  |  |  |  | 0.51874 | 0.51874 | 0.51874 | 0.44966 | 0.3081 | 0.3081 | 0.3081 | 0.26974 | 0.56625 | 0.56625 | 0.56625 | 0.47437 | [120 empty] | 1 | 2.7963
* | EWNDOFS3C | Offshore Shallow Wind Class 3 Cost Category C |  | ELCWND | ELC | 2015 | 30 | 0.35761 | 31.536 | 0.25 | [9 empty] | 17.1528 |  | 4442.3485 | 3109.644 | 4355.6429 | 4137.8607 | 3920.0786 | 3702.2965 | 3484.5143 | 3484.5143 | 3484.5143 | 3484.5143 | 3484.5143 | 64.6978 | 64.6978 | 64.6978 | 64.6978 | 64.6978 | 64.6978 | 64.6978 | 64.6978 | 64.6978 | 64.6978 | 64.6978 | 0.1 |  |  |  |  | 0.51874 | 0.51874 | 0.51874 | 0.44966 | 0.3081 | 0.3081 | 0.3081 | 0.26974 | 0.56625 | 0.56625 | 0.56625 | 0.47437 | [120 empty] | 1 | 2.7963
* | EWNDOFS3D | Offshore Shallow Wind Class 3 Cost Category D |  | ELCWND | ELC | 2015 | 30 | 0.35761 | 31.536 | 0.25 | [9 empty] | 9.3002 |  | 4639.2603 | 3247.4822 | 4552.5546 | 4324.9269 | 4097.2992 | 3869.6714 | 3642.0437 | 3642.0437 | 3642.0437 | 3642.0437 | 3642.0437 | 64.6978 | 64.6978 | 64.6978 | 64.6978 | 64.6978 | 64.6978 | 64.6978 | 64.6978 | 64.6978 | 64.6978 | 64.6978 | 0.1 |  |  |  |  | 0.51874 | 0.51874 | 0.51874 | 0.44966 | 0.3081 | 0.3081 | 0.3081 | 0.26974 | 0.56625 | 0.56625 | 0.56625 | 0.47437 | [120 empty] | 1 | 2.7963
* | EWNDOFS3E | Offshore Shallow Wind Class 3 Cost Category E |  | ELCWND | ELC | 2015 | 30 | 0.35761 | 31.536 | 0.25 | [9 empty] | 6.6792 |  | 4796.2903 | 3357.4032 | 4709.5847 | 4474.1054 | 4238.6262 | 4003.147 | 3767.6677 | 3767.6677 | 3767.6677 | 3767.6677 | 3767.6677 | 64.6978 | 64.6978 | 64.6978 | 64.6978 | 64.6978 | 64.6978 | 64.6978 | 64.6978 | 64.6978 | 64.6978 | 64.6978 | 0.1 |  |  |  |  | 0.51874 | 0.51874 | 0.51874 | 0.44966 | 0.3081 | 0.3081 | 0.3081 | 0.26974 | 0.56625 | 0.56625 | 0.56625 | 0.47437 | [120 empty] | 1 | 2.7963
* | EWNDOFS4A | Offshore Shallow Wind Class 4 Cost Category A |  | ELCWND | ELC | 2015 | 30 | 0.35761 | 31.536 | 0.25 | [9 empty] | 0.4686 |  | 4068.4438 | 2847.9107 | 3981.7381 | 3782.6512 | 3583.5643 | 3384.4774 | 3185.3905 | 3185.3905 | 3185.3905 | 3185.3905 | 3185.3905 | 64.6978 | 64.6978 | 64.6978 | 64.6978 | 64.6978 | 64.6978 | 64.6978 | 64.6978 | 64.6978 | 64.6978 | 64.6978 | 0.1 |  |  |  |  | 0.55634 | 0.55634 | 0.55634 | 0.48226 | 0.33043 | 0.33043 | 0.33043 | 0.2893 | 0.6073 | 0.6073 | 0.6073 | 0.50875 | [120 empty] | 1 | 2.7963
* | EWNDOFS4B | Offshore Shallow Wind Class 4 Cost Category B |  | ELCWND | ELC | 2015 | 30 | 0.35761 | 31.536 | 0.25 | [9 empty] | 0.6486 |  | 4106.3364 | 2874.4355 | 4019.6308 | 3818.6492 | 3617.6677 | 3416.6862 | 3215.7046 | 3215.7046 | 3215.7046 | 3215.7046 | 3215.7046 | 64.6978 | 64.6978 | 64.6978 | 64.6978 | 64.6978 | 64.6978 | 64.6978 | 64.6978 | 64.6978 | 64.6978 | 64.6978 | 0.1 |  |  |  |  | 0.55634 | 0.55634 | 0.55634 | 0.48226 | 0.33043 | 0.33043 | 0.33043 | 0.2893 | 0.6073 | 0.6073 | 0.6073 | 0.50875 | [120 empty] | 1 | 2.7963
* | EWNDOFS4C | Offshore Shallow Wind Class 4 Cost Category C |  | ELCWND | ELC | 2015 | 30 | 0.35761 | 31.536 | 0.25 | [9 empty] | 0.3628 |  | 4161.3418 | 2912.9393 | 4074.6362 | 3870.9044 | 3667.1726 | 3463.4407 | 3259.7089 | 3259.7089 | 3259.7089 | 3259.7089 | 3259.7089 | 64.6978 | 64.6978 | 64.6978 | 64.6978 | 64.6978 | 64.6978 | 64.6978 | 64.6978 | 64.6978 | 64.6978 | 64.6978 | 0.1 |  |  |  |  | 0.55634 | 0.55634 | 0.55634 | 0.48226 | 0.33043 | 0.33043 | 0.33043 | 0.2893 | 0.6073 | 0.6073 | 0.6073 | 0.50875 | [120 empty] | 1 | 2.7963
* | EWNDOFS4D | Offshore Shallow Wind Class 4 Cost Category D |  | ELCWND | ELC | 2015 | 30 | 0.35761 | 31.536 | 0.25 | [9 empty] | 1.3098 |  | 4220.7361 | 2954.5153 | 4134.0305 | 3927.329 | 3720.6274 | 3513.9259 | 3307.2244 | 3307.2244 | 3307.2244 | 3307.2244 | 3307.2244 | 64.6978 | 64.6978 | 64.6978 | 64.6978 | 64.6978 | 64.6978 | 64.6978 | 64.6978 | 64.6978 | 64.6978 | 64.6978 | 0.1 |  |  |  |  | 0.55634 | 0.55634 | 0.55634 | 0.48226 | 0.33043 | 0.33043 | 0.33043 | 0.2893 | 0.6073 | 0.6073 | 0.6073 | 0.50875 | [120 empty] | 1 | 2.7963
* | EWNDOFS4E | Offshore Shallow Wind Class 4 Cost Category E |  | ELCWND | ELC | 2015 | 30 | 0.35761 | 31.536 | 0.25 | [9 empty] | 0.449 |  | 4256.8679 | 2979.8075 | 4170.1623 | 3961.6542 | 3753.146 | 3544.6379 | 3336.1298 | 3336.1298 | 3336.1298 | 3336.1298 | 3336.1298 | 64.6978 | 64.6978 | 64.6978 | 64.6978 | 64.6978 | 64.6978 | 64.6978 | 64.6978 | 64.6978 | 64.6978 | 64.6978 | 0.1 |  |  |  |  | 0.55634 | 0.55634 | 0.55634 | 0.48226 | 0.33043 | 0.33043 | 0.33043 | 0.2893 | 0.6073 | 0.6073 | 0.6073 | 0.50875 | [120 empty] | 1 | 2.7963
* | EWNDOFS5A | Offshore Shallow Wind Class 5 Cost Category A |  | ELCWND | ELC | 2015 | 30 | 0.35761 | 31.536 | 0.25 | [9 empty] | 0 |  | 3936.9472 | 2755.863 | 3850.2416 | 3657.7295 | 3465.2174 | 3272.7053 | 3080.1932 | 3080.1932 | 3080.1932 | 3080.1932 | 3080.1932 | 64.6978 | 64.6978 | 64.6978 | 64.6978 | 64.6978 | 64.6978 | 64.6978 | 64.6978 | 64.6978 | 64.6978 | 64.6978 | 0.1 |  |  |  |  | 0.60009 | 0.60009 | 0.60009 | 0.52018 | 0.35642 | 0.35642 | 0.35642 | 0.31205 | 0.65506 | 0.65506 | 0.65506 | 0.54876 | [120 empty] | 1 | 2.7963
* | EWNDOFS5B | Offshore Shallow Wind Class 5 Cost Category B |  | ELCWND | ELC | 2015 | 30 | 0.35761 | 31.536 | 0.25 | [9 empty] | 0 |  | 3936.9472 | 2755.863 | 3850.2416 | 3657.7295 | 3465.2174 | 3272.7053 | 3080.1932 | 3080.1932 | 3080.1932 | 3080.1932 | 3080.1932 | 64.6978 | 64.6978 | 64.6978 | 64.6978 | 64.6978 | 64.6978 | 64.6978 | 64.6978 | 64.6978 | 64.6978 | 64.6978 | 0.1 |  |  |  |  | 0.60009 | 0.60009 | 0.60009 | 0.52018 | 0.35642 | 0.35642 | 0.35642 | 0.31205 | 0.65506 | 0.65506 | 0.65506 | 0.54876 | [120 empty] | 1 | 2.7963
* | EWNDOFS5C | Offshore Shallow Wind Class 5 Cost Category C |  | ELCWND | ELC | 2015 | 30 | 0.35761 | 31.536 | 0.25 | [9 empty] | 0 |  | 3936.9472 | 2755.863 | 3850.2416 | 3657.7295 | 3465.2174 | 3272.7053 | 3080.1932 | 3080.1932 | 3080.1932 | 3080.1932 | 3080.1932 | 64.6978 | 64.6978 | 64.6978 | 64.6978 | 64.6978 | 64.6978 | 64.6978 | 64.6978 | 64.6978 | 64.6978 | 64.6978 | 0.1 |  |  |  |  | 0.60009 | 0.60009 | 0.60009 | 0.52018 | 0.35642 | 0.35642 | 0.35642 | 0.31205 | 0.65506 | 0.65506 | 0.65506 | 0.54876 | [120 empty] | 1 | 2.7963
* | EWNDOFS5D | Offshore Shallow Wind Class 5 Cost Category D |  | ELCWND | ELC | 2015 | 30 | 0.35761 | 31.536 | 0.25 | [9 empty] | 0 |  | 3936.9472 | 2755.863 | 3850.2416 | 3657.7295 | 3465.2174 | 3272.7053 | 3080.1932 | 3080.1932 | 3080.1932 | 3080.1932 | 3080.1932 | 64.6978 | 64.6978 | 64.6978 | 64.6978 | 64.6978 | 64.6978 | 64.6978 | 64.6978 | 64.6978 | 64.6978 | 64.6978 | 0.1 |  |  |  |  | 0.60009 | 0.60009 | 0.60009 | 0.52018 | 0.35642 | 0.35642 | 0.35642 | 0.31205 | 0.65506 | 0.65506 | 0.65506 | 0.54876 | [120 empty] | 1 | 2.7963
* | EWNDOFS5E | Offshore Shallow Wind Class 5 Cost Category E |  | ELCWND | ELC | 2015 | 30 | 0.35761 | 31.536 | 0.25 | [9 empty] | 0 |  | 3936.9472 | 2755.863 | 3850.2416 | 3657.7295 | 3465.2174 | 3272.7053 | 3080.1932 | 3080.1932 | 3080.1932 | 3080.1932 | 3080.1932 | 64.6978 | 64.6978 | 64.6978 | 64.6978 | 64.6978 | 64.6978 | 64.6978 | 64.6978 | 64.6978 | 64.6978 | 64.6978 | 0.1 |  |  |  |  | 0.60009 | 0.60009 | 0.60009 | 0.52018 | 0.35642 | 0.35642 | 0.35642 | 0.31205 | 0.65506 | 0.65506 | 0.65506 | 0.54876 | [120 empty] | 1 | 2.7963
* | EWNDOFD1A | Offshore Deep Wind Class 1 Cost Category A |  | ELCWND | ELC | 2015 | 30 | 0.35761 | 31.536 | 0.25 | [9 empty] | 4.6312 |  | 4028.3673 | 2819.8571 | 3941.6616 | 3744.5785 | 3547.4955 | 3350.4124 | 3153.3293 | 3153.3293 | 3153.3293 | 3153.3293 | 3153.3293 | 64.6978 | 64.6978 | 64.6978 | 64.6978 | 64.6978 | 64.6978 | 64.6978 | 64.6978 | 64.6978 | 64.6978 | 64.6978 | 0.1 |  |  |  |  | 0.43871 | 0.43871 | 0.43871 | 0.38029 | 0.26057 | 0.26057 | 0.26057 | 0.22813 | 0.47889 | 0.47889 | 0.47889 | 0.40118 | [120 empty] | 1 | 2.7963
* | EWNDOFD1B | Offshore Deep Wind Class 1 Cost Category B |  | ELCWND | ELC | 2015 | 30 | 0.35761 | 31.536 | 0.25 | [9 empty] | 11.0494 |  | 4121.6928 | 2885.1849 | 4034.9871 | 3833.2378 | 3631.4884 | 3429.7391 | 3227.9897 | 3227.9897 | 3227.9897 | 3227.9897 | 3227.9897 | 64.6978 | 64.6978 | 64.6978 | 64.6978 | 64.6978 | 64.6978 | 64.6978 | 64.6978 | 64.6978 | 64.6978 | 64.6978 | 0.1 |  |  |  |  | 0.43871 | 0.43871 | 0.43871 | 0.38029 | 0.26057 | 0.26057 | 0.26057 | 0.22813 | 0.47889 | 0.47889 | 0.47889 | 0.40118 | [120 empty] | 1 | 2.7963
* | EWNDOFD1C | Offshore Deep Wind Class 1 Cost Category C |  | ELCWND | ELC | 2015 | 30 | 0.35761 | 31.536 | 0.25 | [9 empty] | 5.0674 |  | 4319.3582 | 3023.5507 | 4232.6526 | 4021.0199 | 3809.3873 | 3597.7547 | 3386.122 | 3386.122 | 3386.122 | 3386.122 | 3386.122 | 64.6978 | 64.6978 | 64.6978 | 64.6978 | 64.6978 | 64.6978 | 64.6978 | 64.6978 | 64.6978 | 64.6978 | 64.6978 | 0.1 |  |  |  |  | 0.43871 | 0.43871 | 0.43871 | 0.38029 | 0.26057 | 0.26057 | 0.26057 | 0.22813 | 0.47889 | 0.47889 | 0.47889 | 0.40118 | [120 empty] | 1 | 2.7963
* | EWNDOFD1D | Offshore Deep Wind Class 1 Cost Category D |  | ELCWND | ELC | 2015 | 30 | 0.35761 | 31.536 | 0.25 | [9 empty] | 8.4986 |  | 4530.8184 | 3171.5729 | 4444.1127 | 4221.9071 | 3999.7015 | 3777.4958 | 3555.2902 | 3555.2902 | 3555.2902 | 3555.2902 | 3555.2902 | 64.6978 | 64.6978 | 64.6978 | 64.6978 | 64.6978 | 64.6978 | 64.6978 | 64.6978 | 64.6978 | 64.6978 | 64.6978 | 0.1 |  |  |  |  | 0.43871 | 0.43871 | 0.43871 | 0.38029 | 0.26057 | 0.26057 | 0.26057 | 0.22813 | 0.47889 | 0.47889 | 0.47889 | 0.40118 | [120 empty] | 1 | 2.7963
* | EWNDOFD1E | Offshore Deep Wind Class 1 Cost Category E |  | ELCWND | ELC | 2015 | 30 | 0.35761 | 31.536 | 0.25 | [9 empty] | 12.1708 |  | 4733.2075 | 3313.2453 | 4646.5019 | 4414.1768 | 4181.8517 | 3949.5266 | 3717.2015 | 3717.2015 | 3717.2015 | 3717.2015 | 3717.2015 | 64.6978 | 64.6978 | 64.6978 | 64.6978 | 64.6978 | 64.6978 | 64.6978 | 64.6978 | 64.6978 | 64.6978 | 64.6978 | 0.1 |  |  |  |  | 0.43871 | 0.43871 | 0.43871 | 0.38029 | 0.26057 | 0.26057 | 0.26057 | 0.22813 | 0.47889 | 0.47889 | 0.47889 | 0.40118 | [120 empty] | 1 | 2.7963
* | EWNDOFD2A | Offshore Deep Wind Class 2 Cost Category A |  | ELCWND | ELC | 2015 | 30 | 0.35761 | 31.536 | 0.25 | [9 empty] | 4.6312 |  | 4128.9519 | 2890.2663 | 4042.2462 | 3840.1339 | 3638.0216 | 3435.9093 | 3233.797 | 3233.797 | 3233.797 | 3233.797 | 3233.797 | 64.6978 | 64.6978 | 64.6978 | 64.6978 | 64.6978 | 64.6978 | 64.6978 | 64.6978 | 64.6978 | 64.6978 | 64.6978 | 0.1 |  |  |  |  | 0.54755 | 0.54755 | 0.54755 | 0.47463 | 0.32521 | 0.32521 | 0.32521 | 0.28472 | 0.59769 | 0.59769 | 0.59769 | 0.50071 | [120 empty] | 1 | 2.7963
* | EWNDOFD2B | Offshore Deep Wind Class 2 Cost Category B |  | ELCWND | ELC | 2015 | 30 | 0.35761 | 31.536 | 0.25 | [9 empty] | 11.0494 |  | 4285.116 | 2999.5812 | 4198.4104 | 3988.4898 | 3778.5693 | 3568.6488 | 3358.7283 | 3358.7283 | 3358.7283 | 3358.7283 | 3358.7283 | 64.6978 | 64.6978 | 64.6978 | 64.6978 | 64.6978 | 64.6978 | 64.6978 | 64.6978 | 64.6978 | 64.6978 | 64.6978 | 0.1 |  |  |  |  | 0.54755 | 0.54755 | 0.54755 | 0.47463 | 0.32521 | 0.32521 | 0.32521 | 0.28472 | 0.59769 | 0.59769 | 0.59769 | 0.50071 | [120 empty] | 1 | 2.7963
* | EWNDOFD2C | Offshore Deep Wind Class 2 Cost Category C |  | ELCWND | ELC | 2015 | 30 | 0.35761 | 31.536 | 0.25 | [9 empty] | 5.0674 |  | 4432.8746 | 3103.0122 | 4346.1689 | 4128.8605 | 3911.552 | 3694.2436 | 3476.9351 | 3476.9351 | 3476.9351 | 3476.9351 | 3476.9351 | 64.6978 | 64.6978 | 64.6978 | 64.6978 | 64.6978 | 64.6978 | 64.6978 | 64.6978 | 64.6978 | 64.6978 | 64.6978 | 0.1 |  |  |  |  | 0.54755 | 0.54755 | 0.54755 | 0.47463 | 0.32521 | 0.32521 | 0.32521 | 0.28472 | 0.59769 | 0.59769 | 0.59769 | 0.50071 | [120 empty] | 1 | 2.7963
* | EWNDOFD2D | Offshore Deep Wind Class 2 Cost Category D |  | ELCWND | ELC | 2015 | 30 | 0.35761 | 31.536 | 0.25 | [9 empty] | 8.4986 |  | 4548.0584 | 3183.6408 | 4461.3527 | 4238.2851 | 4015.2174 | 3792.1498 | 3569.0822 | 3569.0822 | 3569.0822 | 3569.0822 | 3569.0822 | 64.6978 | 64.6978 | 64.6978 | 64.6978 | 64.6978 | 64.6978 | 64.6978 | 64.6978 | 64.6978 | 64.6978 | 64.6978 | 0.1 |  |  |  |  | 0.54755 | 0.54755 | 0.54755 | 0.47463 | 0.32521 | 0.32521 | 0.32521 | 0.28472 | 0.59769 | 0.59769 | 0.59769 | 0.50071 | [120 empty] | 1 | 2.7963
* | EWNDOFD2E | Offshore Deep Wind Class 2 Cost Category E |  | ELCWND | ELC | 2015 | 30 | 0.35761 | 31.536 | 0.25 | [9 empty] | 12.1708 |  | 4753.3695 | 3327.3587 | 4666.6639 | 4433.3307 | 4199.9975 | 3966.6643 | 3733.3311 | 3733.3311 | 3733.3311 | 3733.3311 | 3733.3311 | 64.6978 | 64.6978 | 64.6978 | 64.6978 | 64.6978 | 64.6978 | 64.6978 | 64.6978 | 64.6978 | 64.6978 | 64.6978 | 0.1 |  |  |  |  | 0.54755 | 0.54755 | 0.54755 | 0.47463 | 0.32521 | 0.32521 | 0.32521 | 0.28472 | 0.59769 | 0.59769 | 0.59769 | 0.50071 | [120 empty] | 1 | 2.7963
* | EWNDOFD3A | Offshore Deep Wind Class 3 Cost Category A |  | ELCWND | ELC | 2015 | 30 | 0.35761 | 31.536 | 0.25 | [9 empty] | 0.1694 |  | 4152.6978 | 2906.8885 | 4065.9922 | 3862.6925 | 3659.3929 | 3456.0933 | 3252.7937 | 3252.7937 | 3252.7937 | 3252.7937 | 3252.7937 | 64.6978 | 64.6978 | 64.6978 | 64.6978 | 64.6978 | 64.6978 | 64.6978 | 64.6978 | 64.6978 | 64.6978 | 64.6978 | 0.1 |  |  |  |  | 0.58406 | 0.58406 | 0.58406 | 0.50629 | 0.3469 | 0.3469 | 0.3469 | 0.30371 | 0.63756 | 0.63756 | 0.63756 | 0.5341 | [120 empty] | 1 | 2.7963
* | EWNDOFD3B | Offshore Deep Wind Class 3 Cost Category B |  | ELCWND | ELC | 2015 | 30 | 0.35761 | 31.536 | 0.25 | [9 empty] | 0.6422 |  | 4222.6464 | 2955.8525 | 4135.9408 | 3929.1437 | 3722.3467 | 3515.5497 | 3308.7526 | 3308.7526 | 3308.7526 | 3308.7526 | 3308.7526 | 64.6978 | 64.6978 | 64.6978 | 64.6978 | 64.6978 | 64.6978 | 64.6978 | 64.6978 | 64.6978 | 64.6978 | 64.6978 | 0.1 |  |  |  |  | 0.58406 | 0.58406 | 0.58406 | 0.50629 | 0.3469 | 0.3469 | 0.3469 | 0.30371 | 0.63756 | 0.63756 | 0.63756 | 0.5341 | [120 empty] | 1 | 2.7963
* | EWNDOFD3C | Offshore Deep Wind Class 3 Cost Category C |  | ELCWND | ELC | 2015 | 30 | 0.35761 | 31.536 | 0.25 | [9 empty] | 0.6504 |  | 4267.416 | 2987.1912 | 4180.7104 | 3971.6749 | 3762.6393 | 3553.6038 | 3344.5683 | 3344.5683 | 3344.5683 | 3344.5683 | 3344.5683 | 64.6978 | 64.6978 | 64.6978 | 64.6978 | 64.6978 | 64.6978 | 64.6978 | 64.6978 | 64.6978 | 64.6978 | 64.6978 | 0.1 |  |  |  |  | 0.58406 | 0.58406 | 0.58406 | 0.50629 | 0.3469 | 0.3469 | 0.3469 | 0.30371 | 0.63756 | 0.63756 | 0.63756 | 0.5341 | [120 empty] | 1 | 2.7963
* | EWNDOFD3D | Offshore Deep Wind Class 3 Cost Category D |  | ELCWND | ELC | 2015 | 30 | 0.35761 | 31.536 | 0.25 | [9 empty] | 0.8084 |  | 4297.2062 | 3008.0443 | 4210.5006 | 3999.9755 | 3789.4505 | 3578.9255 | 3368.4004 | 3368.4004 | 3368.4004 | 3368.4004 | 3368.4004 | 64.6978 | 64.6978 | 64.6978 | 64.6978 | 64.6978 | 64.6978 | 64.6978 | 64.6978 | 64.6978 | 64.6978 | 64.6978 | 0.1 |  |  |  |  | 0.58406 | 0.58406 | 0.58406 | 0.50629 | 0.3469 | 0.3469 | 0.3469 | 0.30371 | 0.63756 | 0.63756 | 0.63756 | 0.5341 | [120 empty] | 1 | 2.7963
* | EWNDOFD3E | Offshore Deep Wind Class 3 Cost Category E |  | ELCWND | ELC | 2015 | 30 | 0.35761 | 31.536 | 0.25 | [9 empty] | 0.6716 |  | 4341.8958 | 3039.3271 | 4255.1902 | 4042.4307 | 3829.6712 | 3616.9117 | 3404.1522 | 3404.1522 | 3404.1522 | 3404.1522 | 3404.1522 | 64.6978 | 64.6978 | 64.6978 | 64.6978 | 64.6978 | 64.6978 | 64.6978 | 64.6978 | 64.6978 | 64.6978 | 64.6978 | 0.1 |  |  |  |  | 0.58406 | 0.58406 | 0.58406 | 0.50629 | 0.3469 | 0.3469 | 0.3469 | 0.30371 | 0.63756 | 0.63756 | 0.63756 | 0.5341 | [120 empty] | 1 | 2.7963
* | EWNDOFD4A | Offshore Deep Wind Class 4 Cost Category A |  | ELCWND | ELC | 2015 | 30 | 0.35761 | 31.536 | 0.25 | [9 empty] | 0 |  | 3936.9472 | 2755.863 | 3850.2416 | 3657.7295 | 3465.2174 | 3272.7053 | 3080.1932 | 3080.1932 | 3080.1932 | 3080.1932 | 3080.1932 | 64.6978 | 64.6978 | 64.6978 | 64.6978 | 64.6978 | 64.6978 | 64.6978 | 64.6978 | 64.6978 | 64.6978 | 64.6978 | 0.1 |  |  |  |  | 0.61383 | 0.61383 | 0.61383 | 0.53209 | 0.36458 | 0.36458 | 0.36458 | 0.31919 | 0.67005 | 0.67005 | 0.67005 | 0.56133 | [120 empty] | 1 | 2.7963
* | EWNDOFD4B | Offshore Deep Wind Class 4 Cost Category B |  | ELCWND | ELC | 2015 | 30 | 0.35761 | 31.536 | 0.25 | [9 empty] | 0 |  | 3936.9472 | 2755.863 | 3850.2416 | 3657.7295 | 3465.2174 | 3272.7053 | 3080.1932 | 3080.1932 | 3080.1932 | 3080.1932 | 3080.1932 | 64.6978 | 64.6978 | 64.6978 | 64.6978 | 64.6978 | 64.6978 | 64.6978 | 64.6978 | 64.6978 | 64.6978 | 64.6978 | 0.1 |  |  |  |  | 0.61383 | 0.61383 | 0.61383 | 0.53209 | 0.36458 | 0.36458 | 0.36458 | 0.31919 | 0.67005 | 0.67005 | 0.67005 | 0.56133 | [120 empty] | 1 | 2.7963
* | EWNDOFD4C | Offshore Deep Wind Class 4 Cost Category C |  | ELCWND | ELC | 2015 | 30 | 0.35761 | 31.536 | 0.25 | [9 empty] | 0 |  | 3936.9472 | 2755.863 | 3850.2416 | 3657.7295 | 3465.2174 | 3272.7053 | 3080.1932 | 3080.1932 | 3080.1932 | 3080.1932 | 3080.1932 | 64.6978 | 64.6978 | 64.6978 | 64.6978 | 64.6978 | 64.6978 | 64.6978 | 64.6978 | 64.6978 | 64.6978 | 64.6978 | 0.1 |  |  |  |  | 0.61383 | 0.61383 | 0.61383 | 0.53209 | 0.36458 | 0.36458 | 0.36458 | 0.31919 | 0.67005 | 0.67005 | 0.67005 | 0.56133 | [120 empty] | 1 | 2.7963
* | EWNDOFD4D | Offshore Deep Wind Class 4 Cost Category D |  | ELCWND | ELC | 2015 | 30 | 0.35761 | 31.536 | 0.25 | [9 empty] | 0 |  | 3936.9472 | 2755.863 | 3850.2416 | 3657.7295 | 3465.2174 | 3272.7053 | 3080.1932 | 3080.1932 | 3080.1932 | 3080.1932 | 3080.1932 | 64.6978 | 64.6978 | 64.6978 | 64.6978 | 64.6978 | 64.6978 | 64.6978 | 64.6978 | 64.6978 | 64.6978 | 64.6978 | 0.1 |  |  |  |  | 0.61383 | 0.61383 | 0.61383 | 0.53209 | 0.36458 | 0.36458 | 0.36458 | 0.31919 | 0.67005 | 0.67005 | 0.67005 | 0.56133 | [120 empty] | 1 | 2.7963
* | EWNDOFD4E | Offshore Deep Wind Class 4 Cost Category E |  | ELCWND | ELC | 2015 | 30 | 0.35761 | 31.536 | 0.25 | [9 empty] | 0 |  | 3936.9472 | 2755.863 | 3850.2416 | 3657.7295 | 3465.2174 | 3272.7053 | 3080.1932 | 3080.1932 | 3080.1932 | 3080.1932 | 3080.1932 | 64.6978 | 64.6978 | 64.6978 | 64.6978 | 64.6978 | 64.6978 | 64.6978 | 64.6978 | 64.6978 | 64.6978 | 64.6978 | 0.1 |  |  |  |  | 0.61383 | 0.61383 | 0.61383 | 0.53209 | 0.36458 | 0.36458 | 0.36458 | 0.31919 | 0.67005 | 0.67005 | 0.67005 | 0.56133 | [120 empty] | 1 | 2.7963
* | EWNDOFD5A | Offshore Deep Wind Class 5 Cost Category A |  | ELCWND | ELC | 2015 | 30 | 0.35761 | 31.536 | 0.25 | [9 empty] | 0 |  | 3936.9472 | 2755.863 | 3850.2416 | 3657.7295 | 3465.2174 | 3272.7053 | 3080.1932 | 3080.1932 | 3080.1932 | 3080.1932 | 3080.1932 | 64.6978 | 64.6978 | 64.6978 | 64.6978 | 64.6978 | 64.6978 | 64.6978 | 64.6978 | 64.6978 | 64.6978 | 64.6978 | 0.1 |  |  |  |  | 0.63673 | 0.63673 | 0.63673 | 0.55194 | 0.37818 | 0.37818 | 0.37818 | 0.3311 | 0.69505 | 0.69505 | 0.69505 | 0.58227 | [120 empty] | 1 | 2.7963
* | EWNDOFD5B | Offshore Deep Wind Class 5 Cost Category B |  | ELCWND | ELC | 2015 | 30 | 0.35761 | 31.536 | 0.25 | [9 empty] | 0 |  | 3936.9472 | 2755.863 | 3850.2416 | 3657.7295 | 3465.2174 | 3272.7053 | 3080.1932 | 3080.1932 | 3080.1932 | 3080.1932 | 3080.1932 | 64.6978 | 64.6978 | 64.6978 | 64.6978 | 64.6978 | 64.6978 | 64.6978 | 64.6978 | 64.6978 | 64.6978 | 64.6978 | 0.1 |  |  |  |  | 0.63673 | 0.63673 | 0.63673 | 0.55194 | 0.37818 | 0.37818 | 0.37818 | 0.3311 | 0.69505 | 0.69505 | 0.69505 | 0.58227 | [120 empty] | 1 | 2.7963
* | EWNDOFD5C | Offshore Deep Wind Class 5 Cost Category C |  | ELCWND | ELC | 2015 | 30 | 0.35761 | 31.536 | 0.25 | [9 empty] | 0 |  | 3936.9472 | 2755.863 | 3850.2416 | 3657.7295 | 3465.2174 | 3272.7053 | 3080.1932 | 3080.1932 | 3080.1932 | 3080.1932 | 3080.1932 | 64.6978 | 64.6978 | 64.6978 | 64.6978 | 64.6978 | 64.6978 | 64.6978 | 64.6978 | 64.6978 | 64.6978 | 64.6978 | 0.1 |  |  |  |  | 0.63673 | 0.63673 | 0.63673 | 0.55194 | 0.37818 | 0.37818 | 0.37818 | 0.3311 | 0.69505 | 0.69505 | 0.69505 | 0.58227 | [120 empty] | 1 | 2.7963
* | EWNDOFD5D | Offshore Deep Wind Class 5 Cost Category D |  | ELCWND | ELC | 2015 | 30 | 0.35761 | 31.536 | 0.25 | [9 empty] | 0 |  | 3936.9472 | 2755.863 | 3850.2416 | 3657.7295 | 3465.2174 | 3272.7053 | 3080.1932 | 3080.1932 | 3080.1932 | 3080.1932 | 3080.1932 | 64.6978 | 64.6978 | 64.6978 | 64.6978 | 64.6978 | 64.6978 | 64.6978 | 64.6978 | 64.6978 | 64.6978 | 64.6978 | 0.1 |  |  |  |  | 0.63673 | 0.63673 | 0.63673 | 0.55194 | 0.37818 | 0.37818 | 0.37818 | 0.3311 | 0.69505 | 0.69505 | 0.69505 | 0.58227 | [120 empty] | 1 | 2.7963
* | EWNDOFD5E | Offshore Deep Wind Class 5 Cost Category E |  | ELCWND | ELC | 2015 | 30 | 0.35761 | 31.536 | 0.25 | [9 empty] | 0 |  | 3936.9472 | 2755.863 | 3850.2416 | 3657.7295 | 3465.2174 | 3272.7053 | 3080.1932 | 3080.1932 | 3080.1932 | 3080.1932 | 3080.1932 | 64.6978 | 64.6978 | 64.6978 | 64.6978 | 64.6978 | 64.6978 | 64.6978 | 64.6978 | 64.6978 | 64.6978 | 64.6978 | 0.1 |  |  |  |  | 0.63673 | 0.63673 | 0.63673 | 0.55194 | 0.37818 | 0.37818 | 0.37818 | 0.3311 | 0.69505 | 0.69505 | 0.69505 | 0.58227 | [120 empty] | 1 | 2.7963
* | EWNDON1A | Onshore Wind Class 1 Cost Category A |  | ELCWND | ELC | 2010 | 30 | 0.35761 | 31.536 | 0.25 | [9 empty] | 0.0729 |  | 1865.1407 | 1305.5985 | 1654.5845 | 1650.4481 | 1646.3116 | 1642.1751 | 1638.0387 | 1638.0387 | 1638.0387 | 1638.0387 | 1638.0387 | 28.6729 | 24.5101 | 23.4888 | 23.4888 | 22.4676 | 21.4463 | 21.4463 | 21.4463 | 21.4463 | 21.4463 | 21.4463 | 0.1 |  |  |  |  | 0.40536 | 0.40536 | 0.40536 | 0.19263 | 0.34437 | 0.34437 | 0.34437 | 0.15077 | 0.45526 | 0.45526 | 0.45526 | 0.25848 | [120 empty] | 1 | 2.7963
* | EWNDON1B | Onshore Wind Class 1 Cost Category B |  | ELCWND | ELC | 2010 | 30 | 0.35761 | 31.536 | 0.25 | [9 empty] | 0.0529 |  | 1913.7201 | 1339.604 | 1703.1639 | 1698.906 | 1694.6481 | 1690.3901 | 1686.1322 | 1686.1322 | 1686.1322 | 1686.1322 | 1686.1322 | 28.6729 | 24.5101 | 23.4888 | 23.4888 | 22.4676 | 21.4463 | 21.4463 | 21.4463 | 21.4463 | 21.4463 | 21.4463 | 0.1 |  |  |  |  | 0.40536 | 0.40536 | 0.40536 | 0.19263 | 0.34437 | 0.34437 | 0.34437 | 0.15077 | 0.45526 | 0.45526 | 0.45526 | 0.25848 | [120 empty] | 1 | 2.7963
* | EWNDON1C | Onshore Wind Class 1 Cost Category C |  | ELCWND | ELC | 2010 | 30 | 0.35761 | 31.536 | 0.25 | [9 empty] | 0.048 |  | 1941.8231 | 1359.2762 | 1731.267 | 1726.9388 | 1722.6106 | 1718.2824 | 1713.9543 | 1713.9543 | 1713.9543 | 1713.9543 | 1713.9543 | 28.6729 | 24.5101 | 23.4888 | 23.4888 | 22.4676 | 21.4463 | 21.4463 | 21.4463 | 21.4463 | 21.4463 | 21.4463 | 0.1 |  |  |  |  | 0.40536 | 0.40536 | 0.40536 | 0.19263 | 0.34437 | 0.34437 | 0.34437 | 0.15077 | 0.45526 | 0.45526 | 0.45526 | 0.25848 | [120 empty] | 1 | 2.7963
* | EWNDON1D | Onshore Wind Class 1 Cost Category D |  | ELCWND | ELC | 2010 | 30 | 0.35761 | 31.536 | 0.25 | [9 empty] | 0.195 |  | 1966.9253 | 1376.8477 | 1756.3691 | 1751.9782 | 1747.5873 | 1743.1963 | 1738.8054 | 1738.8054 | 1738.8054 | 1738.8054 | 1738.8054 | 28.6729 | 24.5101 | 23.4888 | 23.4888 | 22.4676 | 21.4463 | 21.4463 | 21.4463 | 21.4463 | 21.4463 | 21.4463 | 0.1 |  |  |  |  | 0.40536 | 0.40536 | 0.40536 | 0.19263 | 0.34437 | 0.34437 | 0.34437 | 0.15077 | 0.45526 | 0.45526 | 0.45526 | 0.25848 | [120 empty] | 1 | 2.7963
* | EWNDON1E | Onshore Wind Class 1 Cost Category E |  | ELCWND | ELC | 2010 | 30 | 0.35761 | 31.536 | 0.25 | [9 empty] | 0.108 |  | 1981.1641 | 1386.8148 | 1770.6079 | 1766.1814 | 1761.7548 | 1757.3283 | 1752.9018 | 1752.9018 | 1752.9018 | 1752.9018 | 1752.9018 | 28.6729 | 24.5101 | 23.4888 | 23.4888 | 22.4676 | 21.4463 | 21.4463 | 21.4463 | 21.4463 | 21.4463 | 21.4463 | 0.1 |  |  |  |  | 0.40536 | 0.40536 | 0.40536 | 0.19263 | 0.34437 | 0.34437 | 0.34437 | 0.15077 | 0.45526 | 0.45526 | 0.45526 | 0.25848 | [120 empty] | 1 | 2.7963
* | EWNDON2A | Onshore Wind Class 2 Cost Category A |  | ELCWND | ELC | 2010 | 30 | 0.35761 | 31.536 | 0.25 | [9 empty] | 0.0006 |  | 1938.0839 | 1356.6587 | 1727.5277 | 1723.2089 | 1718.8901 | 1714.5712 | 1710.2524 | 1710.2524 | 1710.2524 | 1710.2524 | 1710.2524 | 28.6729 | 24.5101 | 23.4888 | 23.4888 | 22.4676 | 21.4463 | 21.4463 | 21.4463 | 21.4463 | 21.4463 | 21.4463 | 0.1 |  |  |  |  | 0.48707 | 0.48707 | 0.48707 | 0.23146 | 0.41379 | 0.41379 | 0.41379 | 0.18116 | 0.54704 | 0.54704 | 0.54704 | 0.31059 | [120 empty] | 1 | 2.7963
* | EWNDON2B | Onshore Wind Class 2 Cost Category B |  | ELCWND | ELC | 2010 | 30 | 0.35761 | 31.536 | 0.25 | [9 empty] | 0.0018 |  | 1950.1762 | 1365.1234 | 1739.6201 | 1735.271 | 1730.922 | 1726.5729 | 1722.2239 | 1722.2239 | 1722.2239 | 1722.2239 | 1722.2239 | 28.6729 | 24.5101 | 23.4888 | 23.4888 | 22.4676 | 21.4463 | 21.4463 | 21.4463 | 21.4463 | 21.4463 | 21.4463 | 0.1 |  |  |  |  | 0.48707 | 0.48707 | 0.48707 | 0.23146 | 0.41379 | 0.41379 | 0.41379 | 0.18116 | 0.54704 | 0.54704 | 0.54704 | 0.31059 | [120 empty] | 1 | 2.7963
* | EWNDON2C | Onshore Wind Class 2 Cost Category C |  | ELCWND | ELC | 2010 | 30 | 0.35761 | 31.536 | 0.25 | [9 empty] | 0.001 |  | 1965.3024 | 1375.7117 | 1754.7462 | 1750.3594 | 1745.9725 | 1741.5856 | 1737.1988 | 1737.1988 | 1737.1988 | 1737.1988 | 1737.1988 | 28.6729 | 24.5101 | 23.4888 | 23.4888 | 22.4676 | 21.4463 | 21.4463 | 21.4463 | 21.4463 | 21.4463 | 21.4463 | 0.1 |  |  |  |  | 0.48707 | 0.48707 | 0.48707 | 0.23146 | 0.41379 | 0.41379 | 0.41379 | 0.18116 | 0.54704 | 0.54704 | 0.54704 | 0.31059 | [120 empty] | 1 | 2.7963
* | EWNDON2D | Onshore Wind Class 2 Cost Category D |  | ELCWND | ELC | 2010 | 30 | 0.35761 | 31.536 | 0.25 | [9 empty] | 0.0028 |  | 1969.4546 | 1378.6182 | 1758.8984 | 1754.5012 | 1750.1039 | 1745.7067 | 1741.3094 | 1741.3094 | 1741.3094 | 1741.3094 | 1741.3094 | 28.6729 | 24.5101 | 23.4888 | 23.4888 | 22.4676 | 21.4463 | 21.4463 | 21.4463 | 21.4463 | 21.4463 | 21.4463 | 0.1 |  |  |  |  | 0.48707 | 0.48707 | 0.48707 | 0.23146 | 0.41379 | 0.41379 | 0.41379 | 0.18116 | 0.54704 | 0.54704 | 0.54704 | 0.31059 | [120 empty] | 1 | 2.7963
* | EWNDON2E | Onshore Wind Class 2 Cost Category E |  | ELCWND | ELC | 2010 | 30 | 0.35761 | 31.536 | 0.25 | [9 empty] | 0.0008 |  | 1973.8349 | 1381.6844 | 1763.2787 | 1758.8705 | 1754.4623 | 1750.0541 | 1745.6459 | 1745.6459 | 1745.6459 | 1745.6459 | 1745.6459 | 28.6729 | 24.5101 | 23.4888 | 23.4888 | 22.4676 | 21.4463 | 21.4463 | 21.4463 | 21.4463 | 21.4463 | 21.4463 | 0.1 |  |  |  |  | 0.48707 | 0.48707 | 0.48707 | 0.23146 | 0.41379 | 0.41379 | 0.41379 | 0.18116 | 0.54704 | 0.54704 | 0.54704 | 0.31059 | [120 empty] | 1 | 2.7963
* | EWNDON3A | Onshore Wind Class 3 Cost Category A |  | ELCWND | ELC | 2010 | 30 | 0.35761 | 31.536 | 0.25 | [9 empty] | 0.0004 |  | 1949.4644 | 1364.6251 | 1738.9082 | 1734.5609 | 1730.2136 | 1725.8664 | 1721.5191 | 1721.5191 | 1721.5191 | 1721.5191 | 1721.5191 | 28.6729 | 24.5101 | 23.4888 | 23.4888 | 22.4676 | 21.4463 | 21.4463 | 21.4463 | 21.4463 | 21.4463 | 21.4463 | 0.1 |  |  |  |  | 0.52571 | 0.52571 | 0.52571 | 0.24982 | 0.44661 | 0.44661 | 0.44661 | 0.19553 | 0.59044 | 0.59044 | 0.59044 | 0.33523 | [120 empty] | 1 | 2.7963
* | EWNDON3B | Onshore Wind Class 3 Cost Category B |  | ELCWND | ELC | 2010 | 30 | 0.35761 | 31.536 | 0.25 | [9 empty] | 0.0004 |  | 1966.4544 | 1376.5181 | 1755.8982 | 1751.5085 | 1747.1187 | 1742.729 | 1738.3392 | 1738.3392 | 1738.3392 | 1738.3392 | 1738.3392 | 28.6729 | 24.5101 | 23.4888 | 23.4888 | 22.4676 | 21.4463 | 21.4463 | 21.4463 | 21.4463 | 21.4463 | 21.4463 | 0.1 |  |  |  |  | 0.52571 | 0.52571 | 0.52571 | 0.24982 | 0.44661 | 0.44661 | 0.44661 | 0.19553 | 0.59044 | 0.59044 | 0.59044 | 0.33523 | [120 empty] | 1 | 2.7963
* | EWNDON3C | Onshore Wind Class 3 Cost Category C |  | ELCWND | ELC | 2010 | 30 | 0.35761 | 31.536 | 0.25 | [9 empty] | 0.0014 |  | 1968.5416 | 1377.9791 | 1757.9854 | 1753.5904 | 1749.1955 | 1744.8005 | 1740.4055 | 1740.4055 | 1740.4055 | 1740.4055 | 1740.4055 | 28.6729 | 24.5101 | 23.4888 | 23.4888 | 22.4676 | 21.4463 | 21.4463 | 21.4463 | 21.4463 | 21.4463 | 21.4463 | 0.1 |  |  |  |  | 0.52571 | 0.52571 | 0.52571 | 0.24982 | 0.44661 | 0.44661 | 0.44661 | 0.19553 | 0.59044 | 0.59044 | 0.59044 | 0.33523 | [120 empty] | 1 | 2.7963
* | EWNDON3D | Onshore Wind Class 3 Cost Category D |  | ELCWND | ELC | 2010 | 30 | 0.35761 | 31.536 | 0.25 | [9 empty] | 0.0016 |  | 1969.4408 | 1378.6086 | 1758.8847 | 1754.4874 | 1750.0902 | 1745.693 | 1741.2958 | 1741.2958 | 1741.2958 | 1741.2958 | 1741.2958 | 28.6729 | 24.5101 | 23.4888 | 23.4888 | 22.4676 | 21.4463 | 21.4463 | 21.4463 | 21.4463 | 21.4463 | 21.4463 | 0.1 |  |  |  |  | 0.52571 | 0.52571 | 0.52571 | 0.24982 | 0.44661 | 0.44661 | 0.44661 | 0.19553 | 0.59044 | 0.59044 | 0.59044 | 0.33523 | [120 empty] | 1 | 2.7963
* | EWNDON3E | Onshore Wind Class 3 Cost Category E |  | ELCWND | ELC | 2010 | 30 | 0.35761 | 31.536 | 0.25 | [9 empty] | 0.0002 |  | 1972.8009 | 1380.9606 | 1762.2447 | 1757.8391 | 1753.4335 | 1749.0279 | 1744.6223 | 1744.6223 | 1744.6223 | 1744.6223 | 1744.6223 | 28.6729 | 24.5101 | 23.4888 | 23.4888 | 22.4676 | 21.4463 | 21.4463 | 21.4463 | 21.4463 | 21.4463 | 21.4463 | 0.1 |  |  |  |  | 0.52571 | 0.52571 | 0.52571 | 0.24982 | 0.44661 | 0.44661 | 0.44661 | 0.19553 | 0.59044 | 0.59044 | 0.59044 | 0.33523 | [120 empty] | 1 | 2.7963
* | EWNDON4A | Onshore Wind Class 4 Cost Category A |  | ELCWND | ELC | 2010 | 30 | 0.35761 | 31.536 | 0.25 | [9 empty] | 0.0002 |  | 1969.6702 | 1378.7691 | 1759.114 | 1754.7162 | 1750.3184 | 1745.9206 | 1741.5228 | 1741.5228 | 1741.5228 | 1741.5228 | 1741.5228 | 28.6729 | 24.5101 | 23.4888 | 23.4888 | 22.4676 | 21.4463 | 21.4463 | 21.4463 | 21.4463 | 21.4463 | 21.4463 | 0.1 |  |  |  |  | 0.55775 | 0.55775 | 0.55775 | 0.26505 | 0.47383 | 0.47383 | 0.47383 | 0.20745 | 0.62642 | 0.62642 | 0.62642 | 0.35566 | [120 empty] | 1 | 2.7963
* | EWNDON4B | Onshore Wind Class 4 Cost Category B |  | ELCWND | ELC | 2010 | 30 | 0.35761 | 31.536 | 0.25 | [9 empty] | 0 |  | 1801.9205 | 1261.3444 | 1591.3644 | 1587.386 | 1583.4075 | 1579.4291 | 1575.4507 | 1575.4507 | 1575.4507 | 1575.4507 | 1575.4507 | 28.6729 | 24.5101 | 23.4888 | 23.4888 | 22.4676 | 21.4463 | 21.4463 | 21.4463 | 21.4463 | 21.4463 | 21.4463 | 0.1 |  |  |  |  | 0.55775 | 0.55775 | 0.55775 | 0.26505 | 0.47383 | 0.47383 | 0.47383 | 0.20745 | 0.62642 | 0.62642 | 0.62642 | 0.35566 | [120 empty] | 1 | 2.7963
* | EWNDON4C | Onshore Wind Class 4 Cost Category C |  | ELCWND | ELC | 2010 | 30 | 0.35761 | 31.536 | 0.25 | [9 empty] | 0 |  | 1801.9205 | 1261.3444 | 1591.3644 | 1587.386 | 1583.4075 | 1579.4291 | 1575.4507 | 1575.4507 | 1575.4507 | 1575.4507 | 1575.4507 | 28.6729 | 24.5101 | 23.4888 | 23.4888 | 22.4676 | 21.4463 | 21.4463 | 21.4463 | 21.4463 | 21.4463 | 21.4463 | 0.1 |  |  |  |  | 0.55775 | 0.55775 | 0.55775 | 0.26505 | 0.47383 | 0.47383 | 0.47383 | 0.20745 | 0.62642 | 0.62642 | 0.62642 | 0.35566 | [120 empty] | 1 | 2.7963
* | EWNDON4D | Onshore Wind Class 4 Cost Category D |  | ELCWND | ELC | 2010 | 30 | 0.35761 | 31.536 | 0.25 | [9 empty] | 0 |  | 1801.9205 | 1261.3444 | 1591.3644 | 1587.386 | 1583.4075 | 1579.4291 | 1575.4507 | 1575.4507 | 1575.4507 | 1575.4507 | 1575.4507 | 28.6729 | 24.5101 | 23.4888 | 23.4888 | 22.4676 | 21.4463 | 21.4463 | 21.4463 | 21.4463 | 21.4463 | 21.4463 | 0.1 |  |  |  |  | 0.55775 | 0.55775 | 0.55775 | 0.26505 | 0.47383 | 0.47383 | 0.47383 | 0.20745 | 0.62642 | 0.62642 | 0.62642 | 0.35566 | [120 empty] | 1 | 2.7963
* | EWNDON4E | Onshore Wind Class 4 Cost Category E |  | ELCWND | ELC | 2010 | 30 | 0.35761 | 31.536 | 0.25 | [9 empty] | 0 |  | 1801.9205 | 1261.3444 | 1591.3644 | 1587.386 | 1583.4075 | 1579.4291 | 1575.4507 | 1575.4507 | 1575.4507 | 1575.4507 | 1575.4507 | 28.6729 | 24.5101 | 23.4888 | 23.4888 | 22.4676 | 21.4463 | 21.4463 | 21.4463 | 21.4463 | 21.4463 | 21.4463 | 0.1 |  |  |  |  | 0.55775 | 0.55775 | 0.55775 | 0.26505 | 0.47383 | 0.47383 | 0.47383 | 0.20745 | 0.62642 | 0.62642 | 0.62642 | 0.35566 | [120 empty] | 1 | 2.7963
* | EWNDON5A | Onshore Wind Class 5 Cost Category A |  | ELCWND | ELC | 2010 | 30 | 0.35761 | 31.536 | 0.25 | [9 empty] | 0.001 |  | 1968.5416 | 1377.9791 | 1757.9854 | 1753.5904 | 1749.1955 | 1744.8005 | 1740.4055 | 1740.4055 | 1740.4055 | 1740.4055 | 1740.4055 | 28.6729 | 24.5101 | 23.4888 | 23.4888 | 22.4676 | 21.4463 | 21.4463 | 21.4463 | 21.4463 | 21.4463 | 21.4463 | 0.1 |  |  |  |  | 0.59518 | 0.59518 | 0.59518 | 0.28283 | 0.50563 | 0.50563 | 0.50563 | 0.22137 | 0.66846 | 0.66846 | 0.66846 | 0.37953 | [120 empty] | 1 | 2.7963
* | EWNDON5B | Onshore Wind Class 5 Cost Category B |  | ELCWND | ELC | 2010 | 30 | 0.35761 | 31.536 | 0.25 | [9 empty] | 0.0022 |  | 1969.6702 | 1378.7691 | 1759.114 | 1754.7162 | 1750.3184 | 1745.9206 | 1741.5228 | 1741.5228 | 1741.5228 | 1741.5228 | 1741.5228 | 28.6729 | 24.5101 | 23.4888 | 23.4888 | 22.4676 | 21.4463 | 21.4463 | 21.4463 | 21.4463 | 21.4463 | 21.4463 | 0.1 |  |  |  |  | 0.59518 | 0.59518 | 0.59518 | 0.28283 | 0.50563 | 0.50563 | 0.50563 | 0.22137 | 0.66846 | 0.66846 | 0.66846 | 0.37953 | [120 empty] | 1 | 2.7963
* | EWNDON5C | Onshore Wind Class 5 Cost Category C |  | ELCWND | ELC | 2010 | 30 | 0.35761 | 31.536 | 0.25 | [9 empty] | 0 |  | 1801.9205 | 1261.3444 | 1591.3644 | 1587.386 | 1583.4075 | 1579.4291 | 1575.4507 | 1575.4507 | 1575.4507 | 1575.4507 | 1575.4507 | 28.6729 | 24.5101 | 23.4888 | 23.4888 | 22.4676 | 21.4463 | 21.4463 | 21.4463 | 21.4463 | 21.4463 | 21.4463 | 0.1 |  |  |  |  | 0.59518 | 0.59518 | 0.59518 | 0.28283 | 0.50563 | 0.50563 | 0.50563 | 0.22137 | 0.66846 | 0.66846 | 0.66846 | 0.37953 | [120 empty] | 1 | 2.7963
* | EWNDON5D | Onshore Wind Class 5 Cost Category D |  | ELCWND | ELC | 2010 | 30 | 0.35761 | 31.536 | 0.25 | [9 empty] | 0 |  | 1801.9205 | 1261.3444 | 1591.3644 | 1587.386 | 1583.4075 | 1579.4291 | 1575.4507 | 1575.4507 | 1575.4507 | 1575.4507 | 1575.4507 | 28.6729 | 24.5101 | 23.4888 | 23.4888 | 22.4676 | 21.4463 | 21.4463 | 21.4463 | 21.4463 | 21.4463 | 21.4463 | 0.1 |  |  |  |  | 0.59518 | 0.59518 | 0.59518 | 0.28283 | 0.50563 | 0.50563 | 0.50563 | 0.22137 | 0.66846 | 0.66846 | 0.66846 | 0.37953 | [120 empty] | 1 | 2.7963
* | EWNDON5E | Onshore Wind Class 5 Cost Category E |  | ELCWND | ELC | 2010 | 30 | 0.35761 | 31.536 | 0.25 | [9 empty] | 0 |  | 1801.9205 | 1261.3444 | 1591.3644 | 1587.386 | 1583.4075 | 1579.4291 | 1575.4507 | 1575.4507 | 1575.4507 | 1575.4507 | 1575.4507 | 28.6729 | 24.5101 | 23.4888 | 23.4888 | 22.4676 | 21.4463 | 21.4463 | 21.4463 | 21.4463 | 21.4463 | 21.4463 | 0.1 |  |  |  |  | 0.59518 | 0.59518 | 0.59518 | 0.28283 | 0.50563 | 0.50563 | 0.50563 | 0.22137 | 0.66846 | 0.66846 | 0.66846 | 0.37953 | [120 empty] | 1 | 2.7963
* | EWNDOFS1A | Offshore Shallow Wind Class 1 Cost Category A |  | ELCWND | ELC | 2015 | 30 | 0.35761 | 31.536 | 0.25 | [9 empty] | 2.3408 |  | 4026.9179 | 2818.8425 | 3940.2123 | 3743.2016 | 3546.191 | 3349.1804 | 3152.1698 | 3152.1698 | 3152.1698 | 3152.1698 | 3152.1698 | 64.6978 | 64.6978 | 64.6978 | 64.6978 | 64.6978 | 64.6978 | 64.6978 | 64.6978 | 64.6978 | 64.6978 | 64.6978 | 0.1 |  |  |  |  | 0.41532 | 0.41532 | 0.41532 | 0.19736 | 0.35283 | 0.35283 | 0.35283 | 0.15447 | 0.46645 | 0.46645 | 0.46645 | 0.26484 | [120 empty] | 1 | 2.7963
* | EWNDOFS1B | Offshore Shallow Wind Class 1 Cost Category B |  | ELCWND | ELC | 2015 | 30 | 0.35761 | 31.536 | 0.25 | [9 empty] | 1.3146 |  | 4260.01 | 2982.007 | 4173.3044 | 3964.6392 | 3755.974 | 3547.3087 | 3338.6435 | 3338.6435 | 3338.6435 | 3338.6435 | 3338.6435 | 64.6978 | 64.6978 | 64.6978 | 64.6978 | 64.6978 | 64.6978 | 64.6978 | 64.6978 | 64.6978 | 64.6978 | 64.6978 | 0.1 |  |  |  |  | 0.41532 | 0.41532 | 0.41532 | 0.19736 | 0.35283 | 0.35283 | 0.35283 | 0.15447 | 0.46645 | 0.46645 | 0.46645 | 0.26484 | [120 empty] | 1 | 2.7963
* | EWNDOFS1C | Offshore Shallow Wind Class 1 Cost Category C |  | ELCWND | ELC | 2015 | 30 | 0.35761 | 31.536 | 0.25 | [9 empty] | 1.3274 |  | 4403.635 | 3082.5445 | 4316.9294 | 4101.0829 | 3885.2364 | 3669.39 | 3453.5435 | 3453.5435 | 3453.5435 | 3453.5435 | 3453.5435 | 64.6978 | 64.6978 | 64.6978 | 64.6978 | 64.6978 | 64.6978 | 64.6978 | 64.6978 | 64.6978 | 64.6978 | 64.6978 | 0.1 |  |  |  |  | 0.41532 | 0.41532 | 0.41532 | 0.19736 | 0.35283 | 0.35283 | 0.35283 | 0.15447 | 0.46645 | 0.46645 | 0.46645 | 0.26484 | [120 empty] | 1 | 2.7963
* | EWNDOFS1D | Offshore Shallow Wind Class 1 Cost Category D |  | ELCWND | ELC | 2015 | 30 | 0.35761 | 31.536 | 0.25 | [9 empty] | 3.0614 |  | 4696.0822 | 3287.2576 | 4609.3766 | 4378.9078 | 4148.4389 | 3917.9701 | 3687.5013 | 3687.5013 | 3687.5013 | 3687.5013 | 3687.5013 | 64.6978 | 64.6978 | 64.6978 | 64.6978 | 64.6978 | 64.6978 | 64.6978 | 64.6978 | 64.6978 | 64.6978 | 64.6978 | 0.1 |  |  |  |  | 0.41532 | 0.41532 | 0.41532 | 0.19736 | 0.35283 | 0.35283 | 0.35283 | 0.15447 | 0.46645 | 0.46645 | 0.46645 | 0.26484 | [120 empty] | 1 | 2.7963
* | EWNDOFS1E | Offshore Shallow Wind Class 1 Cost Category E |  | ELCWND | ELC | 2015 | 30 | 0.35761 | 31.536 | 0.25 | [9 empty] | 1.5166 |  | 4786.5995 | 3350.6197 | 4699.8939 | 4464.8992 | 4229.9045 | 3994.9098 | 3759.9151 | 3759.9151 | 3759.9151 | 3759.9151 | 3759.9151 | 64.6978 | 64.6978 | 64.6978 | 64.6978 | 64.6978 | 64.6978 | 64.6978 | 64.6978 | 64.6978 | 64.6978 | 64.6978 | 0.1 |  |  |  |  | 0.41532 | 0.41532 | 0.41532 | 0.19736 | 0.35283 | 0.35283 | 0.35283 | 0.15447 | 0.46645 | 0.46645 | 0.46645 | 0.26484 | [120 empty] | 1 | 2.7963
* | EWNDOFS2A | Offshore Shallow Wind Class 2 Cost Category A |  | ELCWND | ELC | 2015 | 30 | 0.35761 | 31.536 | 0.25 | [9 empty] | 0 |  | 3936.9472 | 2755.863 | 3850.2416 | 3657.7295 | 3465.2174 | 3272.7053 | 3080.1932 | 3080.1932 | 3080.1932 | 3080.1932 | 3080.1932 | 64.6978 | 64.6978 | 64.6978 | 64.6978 | 64.6978 | 64.6978 | 64.6978 | 64.6978 | 64.6978 | 64.6978 | 64.6978 | 0.1 |  |  |  |  | 0.5354 | 0.5354 | 0.5354 | 0.25443 | 0.45485 | 0.45485 | 0.45485 | 0.19914 | 0.60132 | 0.60132 | 0.60132 | 0.34141 | [120 empty] | 1 | 2.7963
* | EWNDOFS2B | Offshore Shallow Wind Class 2 Cost Category B |  | ELCWND | ELC | 2015 | 30 | 0.35761 | 31.536 | 0.25 | [9 empty] | 0 |  | 3936.9472 | 2755.863 | 3850.2416 | 3657.7295 | 3465.2174 | 3272.7053 | 3080.1932 | 3080.1932 | 3080.1932 | 3080.1932 | 3080.1932 | 64.6978 | 64.6978 | 64.6978 | 64.6978 | 64.6978 | 64.6978 | 64.6978 | 64.6978 | 64.6978 | 64.6978 | 64.6978 | 0.1 |  |  |  |  | 0.5354 | 0.5354 | 0.5354 | 0.25443 | 0.45485 | 0.45485 | 0.45485 | 0.19914 | 0.60132 | 0.60132 | 0.60132 | 0.34141 | [120 empty] | 1 | 2.7963
* | EWNDOFS2C | Offshore Shallow Wind Class 2 Cost Category C |  | ELCWND | ELC | 2015 | 30 | 0.35761 | 31.536 | 0.25 | [9 empty] | 0 |  | 3936.9472 | 2755.863 | 3850.2416 | 3657.7295 | 3465.2174 | 3272.7053 | 3080.1932 | 3080.1932 | 3080.1932 | 3080.1932 | 3080.1932 | 64.6978 | 64.6978 | 64.6978 | 64.6978 | 64.6978 | 64.6978 | 64.6978 | 64.6978 | 64.6978 | 64.6978 | 64.6978 | 0.1 |  |  |  |  | 0.5354 | 0.5354 | 0.5354 | 0.25443 | 0.45485 | 0.45485 | 0.45485 | 0.19914 | 0.60132 | 0.60132 | 0.60132 | 0.34141 | [120 empty] | 1 | 2.7963
* | EWNDOFS2D | Offshore Shallow Wind Class 2 Cost Category D |  | ELCWND | ELC | 2015 | 30 | 0.35761 | 31.536 | 0.25 | [9 empty] | 0 |  | 3936.9472 | 2755.863 | 3850.2416 | 3657.7295 | 3465.2174 | 3272.7053 | 3080.1932 | 3080.1932 | 3080.1932 | 3080.1932 | 3080.1932 | 64.6978 | 64.6978 | 64.6978 | 64.6978 | 64.6978 | 64.6978 | 64.6978 | 64.6978 | 64.6978 | 64.6978 | 64.6978 | 0.1 |  |  |  |  | 0.5354 | 0.5354 | 0.5354 | 0.25443 | 0.45485 | 0.45485 | 0.45485 | 0.19914 | 0.60132 | 0.60132 | 0.60132 | 0.34141 | [120 empty] | 1 | 2.7963
* | EWNDOFS2E | Offshore Shallow Wind Class 2 Cost Category E |  | ELCWND | ELC | 2015 | 30 | 0.35761 | 31.536 | 0.25 | [9 empty] | 0 |  | 3936.9472 | 2755.863 | 3850.2416 | 3657.7295 | 3465.2174 | 3272.7053 | 3080.1932 | 3080.1932 | 3080.1932 | 3080.1932 | 3080.1932 | 64.6978 | 64.6978 | 64.6978 | 64.6978 | 64.6978 | 64.6978 | 64.6978 | 64.6978 | 64.6978 | 64.6978 | 64.6978 | 0.1 |  |  |  |  | 0.5354 | 0.5354 | 0.5354 | 0.25443 | 0.45485 | 0.45485 | 0.45485 | 0.19914 | 0.60132 | 0.60132 | 0.60132 | 0.34141 | [120 empty] | 1 | 2.7963
* | EWNDOFS3A | Offshore Shallow Wind Class 3 Cost Category A |  | ELCWND | ELC | 2015 | 30 | 0.35761 | 31.536 | 0.25 | [9 empty] | 0 |  | 3936.9472 | 2755.863 | 3850.2416 | 3657.7295 | 3465.2174 | 3272.7053 | 3080.1932 | 3080.1932 | 3080.1932 | 3080.1932 | 3080.1932 | 64.6978 | 64.6978 | 64.6978 | 64.6978 | 64.6978 | 64.6978 | 64.6978 | 64.6978 | 64.6978 | 64.6978 | 64.6978 | 0.1 |  |  |  |  | 0.57943 | 0.57943 | 0.57943 | 0.27535 | 0.49225 | 0.49225 | 0.49225 | 0.21551 | 0.65076 | 0.65076 | 0.65076 | 0.36948 | [120 empty] | 1 | 2.7963
* | EWNDOFS3B | Offshore Shallow Wind Class 3 Cost Category B |  | ELCWND | ELC | 2015 | 30 | 0.35761 | 31.536 | 0.25 | [9 empty] | 0 |  | 3936.9472 | 2755.863 | 3850.2416 | 3657.7295 | 3465.2174 | 3272.7053 | 3080.1932 | 3080.1932 | 3080.1932 | 3080.1932 | 3080.1932 | 64.6978 | 64.6978 | 64.6978 | 64.6978 | 64.6978 | 64.6978 | 64.6978 | 64.6978 | 64.6978 | 64.6978 | 64.6978 | 0.1 |  |  |  |  | 0.57943 | 0.57943 | 0.57943 | 0.27535 | 0.49225 | 0.49225 | 0.49225 | 0.21551 | 0.65076 | 0.65076 | 0.65076 | 0.36948 | [120 empty] | 1 | 2.7963
* | EWNDOFS3C | Offshore Shallow Wind Class 3 Cost Category C |  | ELCWND | ELC | 2015 | 30 | 0.35761 | 31.536 | 0.25 | [9 empty] | 0 |  | 3936.9472 | 2755.863 | 3850.2416 | 3657.7295 | 3465.2174 | 3272.7053 | 3080.1932 | 3080.1932 | 3080.1932 | 3080.1932 | 3080.1932 | 64.6978 | 64.6978 | 64.6978 | 64.6978 | 64.6978 | 64.6978 | 64.6978 | 64.6978 | 64.6978 | 64.6978 | 64.6978 | 0.1 |  |  |  |  | 0.57943 | 0.57943 | 0.57943 | 0.27535 | 0.49225 | 0.49225 | 0.49225 | 0.21551 | 0.65076 | 0.65076 | 0.65076 | 0.36948 | [120 empty] | 1 | 2.7963
* | EWNDOFS3D | Offshore Shallow Wind Class 3 Cost Category D |  | ELCWND | ELC | 2015 | 30 | 0.35761 | 31.536 | 0.25 | [9 empty] | 0 |  | 3936.9472 | 2755.863 | 3850.2416 | 3657.7295 | 3465.2174 | 3272.7053 | 3080.1932 | 3080.1932 | 3080.1932 | 3080.1932 | 3080.1932 | 64.6978 | 64.6978 | 64.6978 | 64.6978 | 64.6978 | 64.6978 | 64.6978 | 64.6978 | 64.6978 | 64.6978 | 64.6978 | 0.1 |  |  |  |  | 0.57943 | 0.57943 | 0.57943 | 0.27535 | 0.49225 | 0.49225 | 0.49225 | 0.21551 | 0.65076 | 0.65076 | 0.65076 | 0.36948 | [120 empty] | 1 | 2.7963
* | EWNDOFS3E | Offshore Shallow Wind Class 3 Cost Category E |  | ELCWND | ELC | 2015 | 30 | 0.35761 | 31.536 | 0.25 | [9 empty] | 0 |  | 3936.9472 | 2755.863 | 3850.2416 | 3657.7295 | 3465.2174 | 3272.7053 | 3080.1932 | 3080.1932 | 3080.1932 | 3080.1932 | 3080.1932 | 64.6978 | 64.6978 | 64.6978 | 64.6978 | 64.6978 | 64.6978 | 64.6978 | 64.6978 | 64.6978 | 64.6978 | 64.6978 | 0.1 |  |  |  |  | 0.57943 | 0.57943 | 0.57943 | 0.27535 | 0.49225 | 0.49225 | 0.49225 | 0.21551 | 0.65076 | 0.65076 | 0.65076 | 0.36948 | [120 empty] | 1 | 2.7963
* | EWNDOFS4A | Offshore Shallow Wind Class 4 Cost Category A |  | ELCWND | ELC | 2015 | 30 | 0.35761 | 31.536 | 0.25 | [9 empty] | 0 |  | 3936.9472 | 2755.863 | 3850.2416 | 3657.7295 | 3465.2174 | 3272.7053 | 3080.1932 | 3080.1932 | 3080.1932 | 3080.1932 | 3080.1932 | 64.6978 | 64.6978 | 64.6978 | 64.6978 | 64.6978 | 64.6978 | 64.6978 | 64.6978 | 64.6978 | 64.6978 | 64.6978 | 0.1 |  |  |  |  | 0.62143 | 0.62143 | 0.62143 | 0.29531 | 0.52793 | 0.52793 | 0.52793 | 0.23114 | 0.69794 | 0.69794 | 0.69794 | 0.39627 | [120 empty] | 1 | 2.7963
* | EWNDOFS4B | Offshore Shallow Wind Class 4 Cost Category B |  | ELCWND | ELC | 2015 | 30 | 0.35761 | 31.536 | 0.25 | [9 empty] | 0 |  | 3936.9472 | 2755.863 | 3850.2416 | 3657.7295 | 3465.2174 | 3272.7053 | 3080.1932 | 3080.1932 | 3080.1932 | 3080.1932 | 3080.1932 | 64.6978 | 64.6978 | 64.6978 | 64.6978 | 64.6978 | 64.6978 | 64.6978 | 64.6978 | 64.6978 | 64.6978 | 64.6978 | 0.1 |  |  |  |  | 0.62143 | 0.62143 | 0.62143 | 0.29531 | 0.52793 | 0.52793 | 0.52793 | 0.23114 | 0.69794 | 0.69794 | 0.69794 | 0.39627 | [120 empty] | 1 | 2.7963
* | EWNDOFS4C | Offshore Shallow Wind Class 4 Cost Category C |  | ELCWND | ELC | 2015 | 30 | 0.35761 | 31.536 | 0.25 | [9 empty] | 0 |  | 3936.9472 | 2755.863 | 3850.2416 | 3657.7295 | 3465.2174 | 3272.7053 | 3080.1932 | 3080.1932 | 3080.1932 | 3080.1932 | 3080.1932 | 64.6978 | 64.6978 | 64.6978 | 64.6978 | 64.6978 | 64.6978 | 64.6978 | 64.6978 | 64.6978 | 64.6978 | 64.6978 | 0.1 |  |  |  |  | 0.62143 | 0.62143 | 0.62143 | 0.29531 | 0.52793 | 0.52793 | 0.52793 | 0.23114 | 0.69794 | 0.69794 | 0.69794 | 0.39627 | [120 empty] | 1 | 2.7963
* | EWNDOFS4D | Offshore Shallow Wind Class 4 Cost Category D |  | ELCWND | ELC | 2015 | 30 | 0.35761 | 31.536 | 0.25 | [9 empty] | 0 |  | 3936.9472 | 2755.863 | 3850.2416 | 3657.7295 | 3465.2174 | 3272.7053 | 3080.1932 | 3080.1932 | 3080.1932 | 3080.1932 | 3080.1932 | 64.6978 | 64.6978 | 64.6978 | 64.6978 | 64.6978 | 64.6978 | 64.6978 | 64.6978 | 64.6978 | 64.6978 | 64.6978 | 0.1 |  |  |  |  | 0.62143 | 0.62143 | 0.62143 | 0.29531 | 0.52793 | 0.52793 | 0.52793 | 0.23114 | 0.69794 | 0.69794 | 0.69794 | 0.39627 | [120 empty] | 1 | 2.7963
* | EWNDOFS4E | Offshore Shallow Wind Class 4 Cost Category E |  | ELCWND | ELC | 2015 | 30 | 0.35761 | 31.536 | 0.25 | [9 empty] | 0 |  | 3936.9472 | 2755.863 | 3850.2416 | 3657.7295 | 3465.2174 | 3272.7053 | 3080.1932 | 3080.1932 | 3080.1932 | 3080.1932 | 3080.1932 | 64.6978 | 64.6978 | 64.6978 | 64.6978 | 64.6978 | 64.6978 | 64.6978 | 64.6978 | 64.6978 | 64.6978 | 64.6978 | 0.1 |  |  |  |  | 0.62143 | 0.62143 | 0.62143 | 0.29531 | 0.52793 | 0.52793 | 0.52793 | 0.23114 | 0.69794 | 0.69794 | 0.69794 | 0.39627 | [120 empty] | 1 | 2.7963
* | EWNDOFS5A | Offshore Shallow Wind Class 5 Cost Category A |  | ELCWND | ELC | 2015 | 30 | 0.35761 | 31.536 | 0.25 | [9 empty] | 0 |  | 3936.9472 | 2755.863 | 3850.2416 | 3657.7295 | 3465.2174 | 3272.7053 | 3080.1932 | 3080.1932 | 3080.1932 | 3080.1932 | 3080.1932 | 64.6978 | 64.6978 | 64.6978 | 64.6978 | 64.6978 | 64.6978 | 64.6978 | 64.6978 | 64.6978 | 64.6978 | 64.6978 | 0.1 |  |  |  |  | 0.6703 | 0.6703 | 0.6703 | 0.31853 | 0.56944 | 0.56944 | 0.56944 | 0.24931 | 0.75282 | 0.75282 | 0.75282 | 0.42743 | [120 empty] | 1 | 2.7963
* | EWNDOFS5B | Offshore Shallow Wind Class 5 Cost Category B |  | ELCWND | ELC | 2015 | 30 | 0.35761 | 31.536 | 0.25 | [9 empty] | 0 |  | 3936.9472 | 2755.863 | 3850.2416 | 3657.7295 | 3465.2174 | 3272.7053 | 3080.1932 | 3080.1932 | 3080.1932 | 3080.1932 | 3080.1932 | 64.6978 | 64.6978 | 64.6978 | 64.6978 | 64.6978 | 64.6978 | 64.6978 | 64.6978 | 64.6978 | 64.6978 | 64.6978 | 0.1 |  |  |  |  | 0.6703 | 0.6703 | 0.6703 | 0.31853 | 0.56944 | 0.56944 | 0.56944 | 0.24931 | 0.75282 | 0.75282 | 0.75282 | 0.42743 | [120 empty] | 1 | 2.7963
* | EWNDOFS5C | Offshore Shallow Wind Class 5 Cost Category C |  | ELCWND | ELC | 2015 | 30 | 0.35761 | 31.536 | 0.25 | [9 empty] | 0 |  | 3936.9472 | 2755.863 | 3850.2416 | 3657.7295 | 3465.2174 | 3272.7053 | 3080.1932 | 3080.1932 | 3080.1932 | 3080.1932 | 3080.1932 | 64.6978 | 64.6978 | 64.6978 | 64.6978 | 64.6978 | 64.6978 | 64.6978 | 64.6978 | 64.6978 | 64.6978 | 64.6978 | 0.1 |  |  |  |  | 0.6703 | 0.6703 | 0.6703 | 0.31853 | 0.56944 | 0.56944 | 0.56944 | 0.24931 | 0.75282 | 0.75282 | 0.75282 | 0.42743 | [120 empty] | 1 | 2.7963
* | EWNDOFS5D | Offshore Shallow Wind Class 5 Cost Category D |  | ELCWND | ELC | 2015 | 30 | 0.35761 | 31.536 | 0.25 | [9 empty] | 0 |  | 3936.9472 | 2755.863 | 3850.2416 | 3657.7295 | 3465.2174 | 3272.7053 | 3080.1932 | 3080.1932 | 3080.1932 | 3080.1932 | 3080.1932 | 64.6978 | 64.6978 | 64.6978 | 64.6978 | 64.6978 | 64.6978 | 64.6978 | 64.6978 | 64.6978 | 64.6978 | 64.6978 | 0.1 |  |  |  |  | 0.6703 | 0.6703 | 0.6703 | 0.31853 | 0.56944 | 0.56944 | 0.56944 | 0.24931 | 0.75282 | 0.75282 | 0.75282 | 0.42743 | [120 empty] | 1 | 2.7963
* | EWNDOFS5E | Offshore Shallow Wind Class 5 Cost Category E |  | ELCWND | ELC | 2015 | 30 | 0.35761 | 31.536 | 0.25 | [9 empty] | 0 |  | 3936.9472 | 2755.863 | 3850.2416 | 3657.7295 | 3465.2174 | 3272.7053 | 3080.1932 | 3080.1932 | 3080.1932 | 3080.1932 | 3080.1932 | 64.6978 | 64.6978 | 64.6978 | 64.6978 | 64.6978 | 64.6978 | 64.6978 | 64.6978 | 64.6978 | 64.6978 | 64.6978 | 0.1 |  |  |  |  | 0.6703 | 0.6703 | 0.6703 | 0.31853 | 0.56944 | 0.56944 | 0.56944 | 0.24931 | 0.75282 | 0.75282 | 0.75282 | 0.42743 | [120 empty] | 1 | 2.7963
* | EWNDOFD1A | Offshore Deep Wind Class 1 Cost Category A |  | ELCWND | ELC | 2015 | 30 | 0.35761 | 31.536 | 0.25 | [9 empty] | 0 |  | 4063.7358 | 2844.6151 | 3977.0301 | 3778.1786 | 3579.3271 | 3380.4756 | 3181.6241 | 3181.6241 | 3181.6241 | 3181.6241 | 3181.6241 | 64.6978 | 64.6978 | 64.6978 | 64.6978 | 64.6978 | 64.6978 | 64.6978 | 64.6978 | 64.6978 | 64.6978 | 64.6978 | 0.1 |  |  |  |  | 0.49003 | 0.49003 | 0.49003 | 0.23287 | 0.4163 | 0.4163 | 0.4163 | 0.18226 | 0.55037 | 0.55037 | 0.55037 | 0.31248 | [120 empty] | 1 | 2.7963
* | EWNDOFD1B | Offshore Deep Wind Class 1 Cost Category B |  | ELCWND | ELC | 2015 | 30 | 0.35761 | 31.536 | 0.25 | [9 empty] | 0 |  | 4192.8908 | 2935.0235 | 4106.1851 | 3900.8759 | 3695.5666 | 3490.2574 | 3284.9481 | 3284.9481 | 3284.9481 | 3284.9481 | 3284.9481 | 64.6978 | 64.6978 | 64.6978 | 64.6978 | 64.6978 | 64.6978 | 64.6978 | 64.6978 | 64.6978 | 64.6978 | 64.6978 | 0.1 |  |  |  |  | 0.49003 | 0.49003 | 0.49003 | 0.23287 | 0.4163 | 0.4163 | 0.4163 | 0.18226 | 0.55037 | 0.55037 | 0.55037 | 0.31248 | [120 empty] | 1 | 2.7963
* | EWNDOFD1C | Offshore Deep Wind Class 1 Cost Category C |  | ELCWND | ELC | 2015 | 30 | 0.35761 | 31.536 | 0.25 | [9 empty] | 0 |  | 4472.2893 | 3130.6025 | 4385.5836 | 4166.3045 | 3947.0253 | 3727.7461 | 3508.4669 | 3508.4669 | 3508.4669 | 3508.4669 | 3508.4669 | 64.6978 | 64.6978 | 64.6978 | 64.6978 | 64.6978 | 64.6978 | 64.6978 | 64.6978 | 64.6978 | 64.6978 | 64.6978 | 0.1 |  |  |  |  | 0.49003 | 0.49003 | 0.49003 | 0.23287 | 0.4163 | 0.4163 | 0.4163 | 0.18226 | 0.55037 | 0.55037 | 0.55037 | 0.31248 | [120 empty] | 1 | 2.7963
* | EWNDOFD1D | Offshore Deep Wind Class 1 Cost Category D |  | ELCWND | ELC | 2015 | 30 | 0.35761 | 31.536 | 0.25 | [9 empty] | 0 |  | 4653.719 | 3257.6033 | 4567.0133 | 4338.6627 | 4110.312 | 3881.9613 | 3653.6107 | 3653.6107 | 3653.6107 | 3653.6107 | 3653.6107 | 64.6978 | 64.6978 | 64.6978 | 64.6978 | 64.6978 | 64.6978 | 64.6978 | 64.6978 | 64.6978 | 64.6978 | 64.6978 | 0.1 |  |  |  |  | 0.49003 | 0.49003 | 0.49003 | 0.23287 | 0.4163 | 0.4163 | 0.4163 | 0.18226 | 0.55037 | 0.55037 | 0.55037 | 0.31248 | [120 empty] | 1 | 2.7963
* | EWNDOFD1E | Offshore Deep Wind Class 1 Cost Category E |  | ELCWND | ELC | 2015 | 30 | 0.35761 | 31.536 | 0.25 | [9 empty] | 0 |  | 4803.7105 | 3362.5974 | 4717.0049 | 4481.1546 | 4245.3044 | 4009.4541 | 3773.6039 | 3773.6039 | 3773.6039 | 3773.6039 | 3773.6039 | 64.6978 | 64.6978 | 64.6978 | 64.6978 | 64.6978 | 64.6978 | 64.6978 | 64.6978 | 64.6978 | 64.6978 | 64.6978 | 0.1 |  |  |  |  | 0.49003 | 0.49003 | 0.49003 | 0.23287 | 0.4163 | 0.4163 | 0.4163 | 0.18226 | 0.55037 | 0.55037 | 0.55037 | 0.31248 | [120 empty] | 1 | 2.7963
* | EWNDOFD2A | Offshore Deep Wind Class 2 Cost Category A |  | ELCWND | ELC | 2015 | 30 | 0.35761 | 31.536 | 0.25 | [9 empty] | 0 |  | 3936.9472 | 2755.863 | 3850.2416 | 3657.7295 | 3465.2174 | 3272.7053 | 3080.1932 | 3080.1932 | 3080.1932 | 3080.1932 | 3080.1932 | 64.6978 | 64.6978 | 64.6978 | 64.6978 | 64.6978 | 64.6978 | 64.6978 | 64.6978 | 64.6978 | 64.6978 | 64.6978 | 0.1 |  |  |  |  | 0.6116 | 0.6116 | 0.6116 | 0.29064 | 0.51958 | 0.51958 | 0.51958 | 0.22748 | 0.6869 | 0.6869 | 0.6869 | 0.39 | [120 empty] | 1 | 2.7963
* | EWNDOFD2B | Offshore Deep Wind Class 2 Cost Category B |  | ELCWND | ELC | 2015 | 30 | 0.35761 | 31.536 | 0.25 | [9 empty] | 0 |  | 3936.9472 | 2755.863 | 3850.2416 | 3657.7295 | 3465.2174 | 3272.7053 | 3080.1932 | 3080.1932 | 3080.1932 | 3080.1932 | 3080.1932 | 64.6978 | 64.6978 | 64.6978 | 64.6978 | 64.6978 | 64.6978 | 64.6978 | 64.6978 | 64.6978 | 64.6978 | 64.6978 | 0.1 |  |  |  |  | 0.6116 | 0.6116 | 0.6116 | 0.29064 | 0.51958 | 0.51958 | 0.51958 | 0.22748 | 0.6869 | 0.6869 | 0.6869 | 0.39 | [120 empty] | 1 | 2.7963
* | EWNDOFD2C | Offshore Deep Wind Class 2 Cost Category C |  | ELCWND | ELC | 2015 | 30 | 0.35761 | 31.536 | 0.25 | [9 empty] | 0 |  | 3936.9472 | 2755.863 | 3850.2416 | 3657.7295 | 3465.2174 | 3272.7053 | 3080.1932 | 3080.1932 | 3080.1932 | 3080.1932 | 3080.1932 | 64.6978 | 64.6978 | 64.6978 | 64.6978 | 64.6978 | 64.6978 | 64.6978 | 64.6978 | 64.6978 | 64.6978 | 64.6978 | 0.1 |  |  |  |  | 0.6116 | 0.6116 | 0.6116 | 0.29064 | 0.51958 | 0.51958 | 0.51958 | 0.22748 | 0.6869 | 0.6869 | 0.6869 | 0.39 | [120 empty] | 1 | 2.7963
* | EWNDOFD2D | Offshore Deep Wind Class 2 Cost Category D |  | ELCWND | ELC | 2015 | 30 | 0.35761 | 31.536 | 0.25 | [9 empty] | 0 |  | 3936.9472 | 2755.863 | 3850.2416 | 3657.7295 | 3465.2174 | 3272.7053 | 3080.1932 | 3080.1932 | 3080.1932 | 3080.1932 | 3080.1932 | 64.6978 | 64.6978 | 64.6978 | 64.6978 | 64.6978 | 64.6978 | 64.6978 | 64.6978 | 64.6978 | 64.6978 | 64.6978 | 0.1 |  |  |  |  | 0.6116 | 0.6116 | 0.6116 | 0.29064 | 0.51958 | 0.51958 | 0.51958 | 0.22748 | 0.6869 | 0.6869 | 0.6869 | 0.39 | [120 empty] | 1 | 2.7963
* | EWNDOFD2E | Offshore Deep Wind Class 2 Cost Category E |  | ELCWND | ELC | 2015 | 30 | 0.35761 | 31.536 | 0.25 | [9 empty] | 0 |  | 3936.9472 | 2755.863 | 3850.2416 | 3657.7295 | 3465.2174 | 3272.7053 | 3080.1932 | 3080.1932 | 3080.1932 | 3080.1932 | 3080.1932 | 64.6978 | 64.6978 | 64.6978 | 64.6978 | 64.6978 | 64.6978 | 64.6978 | 64.6978 | 64.6978 | 64.6978 | 64.6978 | 0.1 |  |  |  |  | 0.6116 | 0.6116 | 0.6116 | 0.29064 | 0.51958 | 0.51958 | 0.51958 | 0.22748 | 0.6869 | 0.6869 | 0.6869 | 0.39 | [120 empty] | 1 | 2.7963
* | EWNDOFD3A | Offshore Deep Wind Class 3 Cost Category A |  | ELCWND | ELC | 2015 | 30 | 0.35761 | 31.536 | 0.25 | [9 empty] | 0 |  | 3936.9472 | 2755.863 | 3850.2416 | 3657.7295 | 3465.2174 | 3272.7053 | 3080.1932 | 3080.1932 | 3080.1932 | 3080.1932 | 3080.1932 | 64.6978 | 64.6978 | 64.6978 | 64.6978 | 64.6978 | 64.6978 | 64.6978 | 64.6978 | 64.6978 | 64.6978 | 64.6978 | 0.1 |  |  |  |  | 0.65239 | 0.65239 | 0.65239 | 0.31002 | 0.55423 | 0.55423 | 0.55423 | 0.24265 | 0.73272 | 0.73272 | 0.73272 | 0.41601 | [120 empty] | 1 | 2.7963
* | EWNDOFD3B | Offshore Deep Wind Class 3 Cost Category B |  | ELCWND | ELC | 2015 | 30 | 0.35761 | 31.536 | 0.25 | [9 empty] | 0 |  | 3936.9472 | 2755.863 | 3850.2416 | 3657.7295 | 3465.2174 | 3272.7053 | 3080.1932 | 3080.1932 | 3080.1932 | 3080.1932 | 3080.1932 | 64.6978 | 64.6978 | 64.6978 | 64.6978 | 64.6978 | 64.6978 | 64.6978 | 64.6978 | 64.6978 | 64.6978 | 64.6978 | 0.1 |  |  |  |  | 0.65239 | 0.65239 | 0.65239 | 0.31002 | 0.55423 | 0.55423 | 0.55423 | 0.24265 | 0.73272 | 0.73272 | 0.73272 | 0.41601 | [120 empty] | 1 | 2.7963
* | EWNDOFD3C | Offshore Deep Wind Class 3 Cost Category C |  | ELCWND | ELC | 2015 | 30 | 0.35761 | 31.536 | 0.25 | [9 empty] | 0 |  | 3936.9472 | 2755.863 | 3850.2416 | 3657.7295 | 3465.2174 | 3272.7053 | 3080.1932 | 3080.1932 | 3080.1932 | 3080.1932 | 3080.1932 | 64.6978 | 64.6978 | 64.6978 | 64.6978 | 64.6978 | 64.6978 | 64.6978 | 64.6978 | 64.6978 | 64.6978 | 64.6978 | 0.1 |  |  |  |  | 0.65239 | 0.65239 | 0.65239 | 0.31002 | 0.55423 | 0.55423 | 0.55423 | 0.24265 | 0.73272 | 0.73272 | 0.73272 | 0.41601 | [120 empty] | 1 | 2.7963
* | EWNDOFD3D | Offshore Deep Wind Class 3 Cost Category D |  | ELCWND | ELC | 2015 | 30 | 0.35761 | 31.536 | 0.25 | [9 empty] | 0 |  | 3936.9472 | 2755.863 | 3850.2416 | 3657.7295 | 3465.2174 | 3272.7053 | 3080.1932 | 3080.1932 | 3080.1932 | 3080.1932 | 3080.1932 | 64.6978 | 64.6978 | 64.6978 | 64.6978 | 64.6978 | 64.6978 | 64.6978 | 64.6978 | 64.6978 | 64.6978 | 64.6978 | 0.1 |  |  |  |  | 0.65239 | 0.65239 | 0.65239 | 0.31002 | 0.55423 | 0.55423 | 0.55423 | 0.24265 | 0.73272 | 0.73272 | 0.73272 | 0.41601 | [120 empty] | 1 | 2.7963
* | EWNDOFD3E | Offshore Deep Wind Class 3 Cost Category E |  | ELCWND | ELC | 2015 | 30 | 0.35761 | 31.536 | 0.25 | [9 empty] | 0 |  | 3936.9472 | 2755.863 | 3850.2416 | 3657.7295 | 3465.2174 | 3272.7053 | 3080.1932 | 3080.1932 | 3080.1932 | 3080.1932 | 3080.1932 | 64.6978 | 64.6978 | 64.6978 | 64.6978 | 64.6978 | 64.6978 | 64.6978 | 64.6978 | 64.6978 | 64.6978 | 64.6978 | 0.1 |  |  |  |  | 0.65239 | 0.65239 | 0.65239 | 0.31002 | 0.55423 | 0.55423 | 0.55423 | 0.24265 | 0.73272 | 0.73272 | 0.73272 | 0.41601 | [120 empty] | 1 | 2.7963
* | EWNDOFD4A | Offshore Deep Wind Class 4 Cost Category A |  | ELCWND | ELC | 2015 | 30 | 0.35761 | 31.536 | 0.25 | [9 empty] | 0 |  | 3936.9472 | 2755.863 | 3850.2416 | 3657.7295 | 3465.2174 | 3272.7053 | 3080.1932 | 3080.1932 | 3080.1932 | 3080.1932 | 3080.1932 | 64.6978 | 64.6978 | 64.6978 | 64.6978 | 64.6978 | 64.6978 | 64.6978 | 64.6978 | 64.6978 | 64.6978 | 64.6978 | 0.1 |  |  |  |  | 0.68565 | 0.68565 | 0.68565 | 0.32582 | 0.58248 | 0.58248 | 0.58248 | 0.25502 | 0.77006 | 0.77006 | 0.77006 | 0.43721 | [120 empty] | 1 | 2.7963
* | EWNDOFD4B | Offshore Deep Wind Class 4 Cost Category B |  | ELCWND | ELC | 2015 | 30 | 0.35761 | 31.536 | 0.25 | [9 empty] | 0 |  | 3936.9472 | 2755.863 | 3850.2416 | 3657.7295 | 3465.2174 | 3272.7053 | 3080.1932 | 3080.1932 | 3080.1932 | 3080.1932 | 3080.1932 | 64.6978 | 64.6978 | 64.6978 | 64.6978 | 64.6978 | 64.6978 | 64.6978 | 64.6978 | 64.6978 | 64.6978 | 64.6978 | 0.1 |  |  |  |  | 0.68565 | 0.68565 | 0.68565 | 0.32582 | 0.58248 | 0.58248 | 0.58248 | 0.25502 | 0.77006 | 0.77006 | 0.77006 | 0.43721 | [120 empty] | 1 | 2.7963
* | EWNDOFD4C | Offshore Deep Wind Class 4 Cost Category C |  | ELCWND | ELC | 2015 | 30 | 0.35761 | 31.536 | 0.25 | [9 empty] | 0 |  | 3936.9472 | 2755.863 | 3850.2416 | 3657.7295 | 3465.2174 | 3272.7053 | 3080.1932 | 3080.1932 | 3080.1932 | 3080.1932 | 3080.1932 | 64.6978 | 64.6978 | 64.6978 | 64.6978 | 64.6978 | 64.6978 | 64.6978 | 64.6978 | 64.6978 | 64.6978 | 64.6978 | 0.1 |  |  |  |  | 0.68565 | 0.68565 | 0.68565 | 0.32582 | 0.58248 | 0.58248 | 0.58248 | 0.25502 | 0.77006 | 0.77006 | 0.77006 | 0.43721 | [120 empty] | 1 | 2.7963
* | EWNDOFD4D | Offshore Deep Wind Class 4 Cost Category D |  | ELCWND | ELC | 2015 | 30 | 0.35761 | 31.536 | 0.25 | [9 empty] | 0 |  | 3936.9472 | 2755.863 | 3850.2416 | 3657.7295 | 3465.2174 | 3272.7053 | 3080.1932 | 3080.1932 | 3080.1932 | 3080.1932 | 3080.1932 | 64.6978 | 64.6978 | 64.6978 | 64.6978 | 64.6978 | 64.6978 | 64.6978 | 64.6978 | 64.6978 | 64.6978 | 64.6978 | 0.1 |  |  |  |  | 0.68565 | 0.68565 | 0.68565 | 0.32582 | 0.58248 | 0.58248 | 0.58248 | 0.25502 | 0.77006 | 0.77006 | 0.77006 | 0.43721 | [120 empty] | 1 | 2.7963
* | EWNDOFD4E | Offshore Deep Wind Class 4 Cost Category E |  | ELCWND | ELC | 2015 | 30 | 0.35761 | 31.536 | 0.25 | [9 empty] | 0 |  | 3936.9472 | 2755.863 | 3850.2416 | 3657.7295 | 3465.2174 | 3272.7053 | 3080.1932 | 3080.1932 | 3080.1932 | 3080.1932 | 3080.1932 | 64.6978 | 64.6978 | 64.6978 | 64.6978 | 64.6978 | 64.6978 | 64.6978 | 64.6978 | 64.6978 | 64.6978 | 64.6978 | 0.1 |  |  |  |  | 0.68565 | 0.68565 | 0.68565 | 0.32582 | 0.58248 | 0.58248 | 0.58248 | 0.25502 | 0.77006 | 0.77006 | 0.77006 | 0.43721 | [120 empty] | 1 | 2.7963
* | EWNDOFD5A | Offshore Deep Wind Class 5 Cost Category A |  | ELCWND | ELC | 2015 | 30 | 0.35761 | 31.536 | 0.25 | [9 empty] | 0 |  | 3936.9472 | 2755.863 | 3850.2416 | 3657.7295 | 3465.2174 | 3272.7053 | 3080.1932 | 3080.1932 | 3080.1932 | 3080.1932 | 3080.1932 | 64.6978 | 64.6978 | 64.6978 | 64.6978 | 64.6978 | 64.6978 | 64.6978 | 64.6978 | 64.6978 | 64.6978 | 64.6978 | 0.1 |  |  |  |  | 0.71122 | 0.71122 | 0.71122 | 0.33798 | 0.60421 | 0.60421 | 0.60421 | 0.26453 | 0.79879 | 0.79879 | 0.79879 | 0.45353 | [120 empty] | 1 | 2.7963
* | EWNDOFD5B | Offshore Deep Wind Class 5 Cost Category B |  | ELCWND | ELC | 2015 | 30 | 0.35761 | 31.536 | 0.25 | [9 empty] | 0 |  | 3936.9472 | 2755.863 | 3850.2416 | 3657.7295 | 3465.2174 | 3272.7053 | 3080.1932 | 3080.1932 | 3080.1932 | 3080.1932 | 3080.1932 | 64.6978 | 64.6978 | 64.6978 | 64.6978 | 64.6978 | 64.6978 | 64.6978 | 64.6978 | 64.6978 | 64.6978 | 64.6978 | 0.1 |  |  |  |  | 0.71122 | 0.71122 | 0.71122 | 0.33798 | 0.60421 | 0.60421 | 0.60421 | 0.26453 | 0.79879 | 0.79879 | 0.79879 | 0.45353 | [120 empty] | 1 | 2.7963
* | EWNDOFD5C | Offshore Deep Wind Class 5 Cost Category C |  | ELCWND | ELC | 2015 | 30 | 0.35761 | 31.536 | 0.25 | [9 empty] | 0 |  | 3936.9472 | 2755.863 | 3850.2416 | 3657.7295 | 3465.2174 | 3272.7053 | 3080.1932 | 3080.1932 | 3080.1932 | 3080.1932 | 3080.1932 | 64.6978 | 64.6978 | 64.6978 | 64.6978 | 64.6978 | 64.6978 | 64.6978 | 64.6978 | 64.6978 | 64.6978 | 64.6978 | 0.1 |  |  |  |  | 0.71122 | 0.71122 | 0.71122 | 0.33798 | 0.60421 | 0.60421 | 0.60421 | 0.26453 | 0.79879 | 0.79879 | 0.79879 | 0.45353 | [120 empty] | 1 | 2.7963
* | EWNDOFD5D | Offshore Deep Wind Class 5 Cost Category D |  | ELCWND | ELC | 2015 | 30 | 0.35761 | 31.536 | 0.25 | [9 empty] | 0 |  | 3936.9472 | 2755.863 | 3850.2416 | 3657.7295 | 3465.2174 | 3272.7053 | 3080.1932 | 3080.1932 | 3080.1932 | 3080.1932 | 3080.1932 | 64.6978 | 64.6978 | 64.6978 | 64.6978 | 64.6978 | 64.6978 | 64.6978 | 64.6978 | 64.6978 | 64.6978 | 64.6978 | 0.1 |  |  |  |  | 0.71122 | 0.71122 | 0.71122 | 0.33798 | 0.60421 | 0.60421 | 0.60421 | 0.26453 | 0.79879 | 0.79879 | 0.79879 | 0.45353 | [120 empty] | 1 | 2.7963
* | EWNDOFD5E | Offshore Deep Wind Class 5 Cost Category E |  | ELCWND | ELC | 2015 | 30 | 0.35761 | 31.536 | 0.25 | [9 empty] | 0 |  | 3936.9472 | 2755.863 | 3850.2416 | 3657.7295 | 3465.2174 | 3272.7053 | 3080.1932 | 3080.1932 | 3080.1932 | 3080.1932 | 3080.1932 | 64.6978 | 64.6978 | 64.6978 | 64.6978 | 64.6978 | 64.6978 | 64.6978 | 64.6978 | 64.6978 | 64.6978 | 64.6978 | 0.1 |  |  |  |  | 0.71122 | 0.71122 | 0.71122 | 0.33798 | 0.60421 | 0.60421 | 0.60421 | 0.26453 | 0.79879 | 0.79879 | 0.79879 | 0.45353 | [120 empty] | 1 | 2.7963
* | EWNDON1A | Onshore Wind Class 1 Cost Category A |  | ELCWND | ELC | 2010 | 30 | 0.35761 | 31.536 | 0.3 | [9 empty] | 2.119 |  | 1904.3705 | 1333.0593 | 1693.8143 | 1689.5797 | 1685.3452 | 1681.1107 | 1676.8761 | 1676.8761 | 1676.8761 | 1676.8761 | 1676.8761 | 28.6729 | 24.5101 | 23.4888 | 23.4888 | 22.4676 | 21.4463 | 21.4463 | 21.4463 | 21.4463 | 21.4463 | 21.4463 | 0.1 |  |  |  |  | 0.37148 | 0.37148 | 0.37148 | 0.28793 | 0.28725 | 0.28725 | 0.28725 | 0.24783 | 0.34884 | 0.34884 | 0.34884 | 0.26682 | [120 empty] | 1 | 2.7963
* | EWNDON1B | Onshore Wind Class 1 Cost Category B |  | ELCWND | ELC | 2010 | 30 | 0.35761 | 31.536 | 0.3 | [9 empty] | 2.7957 |  | 2205.3778 | 1543.7645 | 1994.8217 | 1989.8346 | 1984.8476 | 1979.8605 | 1974.8734 | 1974.8734 | 1974.8734 | 1974.8734 | 1974.8734 | 28.6729 | 24.5101 | 23.4888 | 23.4888 | 22.4676 | 21.4463 | 21.4463 | 21.4463 | 21.4463 | 21.4463 | 21.4463 | 0.1 |  |  |  |  | 0.37148 | 0.37148 | 0.37148 | 0.28793 | 0.28725 | 0.28725 | 0.28725 | 0.24783 | 0.34884 | 0.34884 | 0.34884 | 0.26682 | [120 empty] | 1 | 2.7963
* | EWNDON1C | Onshore Wind Class 1 Cost Category C |  | ELCWND | ELC | 2010 | 30 | 0.35761 | 31.536 | 0.3 | [9 empty] | 4.918 |  | 2355.5696 | 1648.8987 | 2145.0134 | 2139.6509 | 2134.2884 | 2128.9258 | 2123.5633 | 2123.5633 | 2123.5633 | 2123.5633 | 2123.5633 | 28.6729 | 24.5101 | 23.4888 | 23.4888 | 22.4676 | 21.4463 | 21.4463 | 21.4463 | 21.4463 | 21.4463 | 21.4463 | 0.1 |  |  |  |  | 0.37148 | 0.37148 | 0.37148 | 0.28793 | 0.28725 | 0.28725 | 0.28725 | 0.24783 | 0.34884 | 0.34884 | 0.34884 | 0.26682 | [120 empty] | 1 | 2.7963
* | EWNDON1D | Onshore Wind Class 1 Cost Category D |  | ELCWND | ELC | 2010 | 30 | 0.35761 | 31.536 | 0.3 | [9 empty] | 5.0265 |  | 2506.5768 | 1754.6038 | 2296.0206 | 2290.2806 | 2284.5405 | 2278.8005 | 2273.0604 | 2273.0604 | 2273.0604 | 2273.0604 | 2273.0604 | 28.6729 | 24.5101 | 23.4888 | 23.4888 | 22.4676 | 21.4463 | 21.4463 | 21.4463 | 21.4463 | 21.4463 | 21.4463 | 0.1 |  |  |  |  | 0.37148 | 0.37148 | 0.37148 | 0.28793 | 0.28725 | 0.28725 | 0.28725 | 0.24783 | 0.34884 | 0.34884 | 0.34884 | 0.26682 | [120 empty] | 1 | 2.7963
* | EWNDON1E | Onshore Wind Class 1 Cost Category E |  | ELCWND | ELC | 2010 | 30 | 0.35761 | 31.536 | 0.3 | [9 empty] | 1.8116 |  | 2623.1025 | 1836.1718 | 2412.5463 | 2406.515 | 2400.4836 | 2394.4522 | 2388.4209 | 2388.4209 | 2388.4209 | 2388.4209 | 2388.4209 | 28.6729 | 24.5101 | 23.4888 | 23.4888 | 22.4676 | 21.4463 | 21.4463 | 21.4463 | 21.4463 | 21.4463 | 21.4463 | 0.1 |  |  |  |  | 0.37148 | 0.37148 | 0.37148 | 0.28793 | 0.28725 | 0.28725 | 0.28725 | 0.24783 | 0.34884 | 0.34884 | 0.34884 | 0.26682 | [120 empty] | 1 | 2.7963
* | EWNDON2A | Onshore Wind Class 2 Cost Category A |  | ELCWND | ELC | 2010 | 30 | 0.35761 | 31.536 | 0.3 | [9 empty] | 3.1063 |  | 1908.1776 | 1335.7243 | 1697.6214 | 1693.3773 | 1689.1333 | 1684.8892 | 1680.6452 | 1680.6452 | 1680.6452 | 1680.6452 | 1680.6452 | 28.6729 | 24.5101 | 23.4888 | 23.4888 | 22.4676 | 21.4463 | 21.4463 | 21.4463 | 21.4463 | 21.4463 | 21.4463 | 0.1 |  |  |  |  | 0.44637 | 0.44637 | 0.44637 | 0.34597 | 0.34516 | 0.34516 | 0.34516 | 0.29779 | 0.41916 | 0.41916 | 0.41916 | 0.32061 | [120 empty] | 1 | 2.7963
* | EWNDON2B | Onshore Wind Class 2 Cost Category B |  | ELCWND | ELC | 2010 | 30 | 0.35761 | 31.536 | 0.3 | [9 empty] | 1.2649 |  | 2097.7284 | 1468.4099 | 1887.1722 | 1882.4543 | 1877.7363 | 1873.0184 | 1868.3005 | 1868.3005 | 1868.3005 | 1868.3005 | 1868.3005 | 28.6729 | 24.5101 | 23.4888 | 23.4888 | 22.4676 | 21.4463 | 21.4463 | 21.4463 | 21.4463 | 21.4463 | 21.4463 | 0.1 |  |  |  |  | 0.44637 | 0.44637 | 0.44637 | 0.34597 | 0.34516 | 0.34516 | 0.34516 | 0.29779 | 0.41916 | 0.41916 | 0.41916 | 0.32061 | [120 empty] | 1 | 2.7963
* | EWNDON2C | Onshore Wind Class 2 Cost Category C |  | ELCWND | ELC | 2010 | 30 | 0.35761 | 31.536 | 0.3 | [9 empty] | 2.1175 |  | 2264.1184 | 1584.8829 | 2053.5622 | 2048.4283 | 2043.2944 | 2038.1605 | 2033.0266 | 2033.0266 | 2033.0266 | 2033.0266 | 2033.0266 | 28.6729 | 24.5101 | 23.4888 | 23.4888 | 22.4676 | 21.4463 | 21.4463 | 21.4463 | 21.4463 | 21.4463 | 21.4463 | 0.1 |  |  |  |  | 0.44637 | 0.44637 | 0.44637 | 0.34597 | 0.34516 | 0.34516 | 0.34516 | 0.29779 | 0.41916 | 0.41916 | 0.41916 | 0.32061 | [120 empty] | 1 | 2.7963
* | EWNDON2D | Onshore Wind Class 2 Cost Category D |  | ELCWND | ELC | 2010 | 30 | 0.35761 | 31.536 | 0.3 | [9 empty] | 3.1022 |  | 2466.7003 | 1726.6902 | 2256.1441 | 2250.5037 | 2244.8634 | 2239.223 | 2233.5827 | 2233.5827 | 2233.5827 | 2233.5827 | 2233.5827 | 28.6729 | 24.5101 | 23.4888 | 23.4888 | 22.4676 | 21.4463 | 21.4463 | 21.4463 | 21.4463 | 21.4463 | 21.4463 | 0.1 |  |  |  |  | 0.44637 | 0.44637 | 0.44637 | 0.34597 | 0.34516 | 0.34516 | 0.34516 | 0.29779 | 0.41916 | 0.41916 | 0.41916 | 0.32061 | [120 empty] | 1 | 2.7963
* | EWNDON2E | Onshore Wind Class 2 Cost Category E |  | ELCWND | ELC | 2010 | 30 | 0.35761 | 31.536 | 0.3 | [9 empty] | 1.3917 |  | 2581.6022 | 1807.1215 | 2371.046 | 2365.1184 | 2359.1908 | 2353.2632 | 2347.3356 | 2347.3356 | 2347.3356 | 2347.3356 | 2347.3356 | 28.6729 | 24.5101 | 23.4888 | 23.4888 | 22.4676 | 21.4463 | 21.4463 | 21.4463 | 21.4463 | 21.4463 | 21.4463 | 0.1 |  |  |  |  | 0.44637 | 0.44637 | 0.44637 | 0.34597 | 0.34516 | 0.34516 | 0.34516 | 0.29779 | 0.41916 | 0.41916 | 0.41916 | 0.32061 | [120 empty] | 1 | 2.7963
* | EWNDON3A | Onshore Wind Class 3 Cost Category A |  | ELCWND | ELC | 2010 | 30 | 0.35761 | 31.536 | 0.3 | [9 empty] | 2.896 |  | 1919.66 | 1343.762 | 1709.1038 | 1704.8311 | 1700.5583 | 1696.2856 | 1692.0128 | 1692.0128 | 1692.0128 | 1692.0128 | 1692.0128 | 28.6729 | 24.5101 | 23.4888 | 23.4888 | 22.4676 | 21.4463 | 21.4463 | 21.4463 | 21.4463 | 21.4463 | 21.4463 | 0.1 |  |  |  |  | 0.48178 | 0.48178 | 0.48178 | 0.37342 | 0.37254 | 0.37254 | 0.37254 | 0.32142 | 0.45241 | 0.45241 | 0.45241 | 0.34604 | [120 empty] | 1 | 2.7963
* | EWNDON3B | Onshore Wind Class 3 Cost Category B |  | ELCWND | ELC | 2010 | 30 | 0.35761 | 31.536 | 0.3 | [9 empty] | 5.3139 |  | 2072.4226 | 1450.6958 | 1861.8665 | 1857.2118 | 1852.5571 | 1847.9025 | 1843.2478 | 1843.2478 | 1843.2478 | 1843.2478 | 1843.2478 | 28.6729 | 24.5101 | 23.4888 | 23.4888 | 22.4676 | 21.4463 | 21.4463 | 21.4463 | 21.4463 | 21.4463 | 21.4463 | 0.1 |  |  |  |  | 0.48178 | 0.48178 | 0.48178 | 0.37342 | 0.37254 | 0.37254 | 0.37254 | 0.32142 | 0.45241 | 0.45241 | 0.45241 | 0.34604 | [120 empty] | 1 | 2.7963
* | EWNDON3C | Onshore Wind Class 3 Cost Category C |  | ELCWND | ELC | 2010 | 30 | 0.35761 | 31.536 | 0.3 | [9 empty] | 3.5753 |  | 2310.1156 | 1617.0809 | 2099.5595 | 2094.3106 | 2089.0617 | 2083.8128 | 2078.5639 | 2078.5639 | 2078.5639 | 2078.5639 | 2078.5639 | 28.6729 | 24.5101 | 23.4888 | 23.4888 | 22.4676 | 21.4463 | 21.4463 | 21.4463 | 21.4463 | 21.4463 | 21.4463 | 0.1 |  |  |  |  | 0.48178 | 0.48178 | 0.48178 | 0.37342 | 0.37254 | 0.37254 | 0.37254 | 0.32142 | 0.45241 | 0.45241 | 0.45241 | 0.34604 | [120 empty] | 1 | 2.7963
* | EWNDON3D | Onshore Wind Class 3 Cost Category D |  | ELCWND | ELC | 2010 | 30 | 0.35761 | 31.536 | 0.3 | [9 empty] | 5.4863 |  | 2456.0785 | 1719.255 | 2245.5224 | 2239.9086 | 2234.2948 | 2228.6809 | 2223.0671 | 2223.0671 | 2223.0671 | 2223.0671 | 2223.0671 | 28.6729 | 24.5101 | 23.4888 | 23.4888 | 22.4676 | 21.4463 | 21.4463 | 21.4463 | 21.4463 | 21.4463 | 21.4463 | 0.1 |  |  |  |  | 0.48178 | 0.48178 | 0.48178 | 0.37342 | 0.37254 | 0.37254 | 0.37254 | 0.32142 | 0.45241 | 0.45241 | 0.45241 | 0.34604 | [120 empty] | 1 | 2.7963
* | EWNDON3E | Onshore Wind Class 3 Cost Category E |  | ELCWND | ELC | 2010 | 30 | 0.35761 | 31.536 | 0.3 | [9 empty] | 3.1073 |  | 2565.5822 | 1795.9076 | 2355.0261 | 2349.1385 | 2343.2509 | 2337.3634 | 2331.4758 | 2331.4758 | 2331.4758 | 2331.4758 | 2331.4758 | 28.6729 | 24.5101 | 23.4888 | 23.4888 | 22.4676 | 21.4463 | 21.4463 | 21.4463 | 21.4463 | 21.4463 | 21.4463 | 0.1 |  |  |  |  | 0.48178 | 0.48178 | 0.48178 | 0.37342 | 0.37254 | 0.37254 | 0.37254 | 0.32142 | 0.45241 | 0.45241 | 0.45241 | 0.34604 | [120 empty] | 1 | 2.7963
* | EWNDON4A | Onshore Wind Class 4 Cost Category A |  | ELCWND | ELC | 2010 | 30 | 0.35761 | 31.536 | 0.3 | [9 empty] | 3.029 |  | 1892.1798 | 1324.5259 | 1681.6236 | 1677.4196 | 1673.2155 | 1669.0115 | 1664.8074 | 1664.8074 | 1664.8074 | 1664.8074 | 1664.8074 | 28.6729 | 24.5101 | 23.4888 | 23.4888 | 22.4676 | 21.4463 | 21.4463 | 21.4463 | 21.4463 | 21.4463 | 21.4463 | 0.1 |  |  |  |  | 0.51114 | 0.51114 | 0.51114 | 0.39617 | 0.39524 | 0.39524 | 0.39524 | 0.34101 | 0.47999 | 0.47999 | 0.47999 | 0.36713 | [120 empty] | 1 | 2.7963
* | EWNDON4B | Onshore Wind Class 4 Cost Category B |  | ELCWND | ELC | 2010 | 30 | 0.35761 | 31.536 | 0.3 | [9 empty] | 5.1944 |  | 2054.2163 | 1437.9514 | 1843.6602 | 1839.051 | 1834.4419 | 1829.8327 | 1825.2236 | 1825.2236 | 1825.2236 | 1825.2236 | 1825.2236 | 28.6729 | 24.5101 | 23.4888 | 23.4888 | 22.4676 | 21.4463 | 21.4463 | 21.4463 | 21.4463 | 21.4463 | 21.4463 | 0.1 |  |  |  |  | 0.51114 | 0.51114 | 0.51114 | 0.39617 | 0.39524 | 0.39524 | 0.39524 | 0.34101 | 0.47999 | 0.47999 | 0.47999 | 0.36713 | [120 empty] | 1 | 2.7963
* | EWNDON4C | Onshore Wind Class 4 Cost Category C |  | ELCWND | ELC | 2010 | 30 | 0.35761 | 31.536 | 0.3 | [9 empty] | 7.0579 |  | 2171.4832 | 1520.0382 | 1960.927 | 1956.0247 | 1951.1224 | 1946.22 | 1941.3177 | 1941.3177 | 1941.3177 | 1941.3177 | 1941.3177 | 28.6729 | 24.5101 | 23.4888 | 23.4888 | 22.4676 | 21.4463 | 21.4463 | 21.4463 | 21.4463 | 21.4463 | 21.4463 | 0.1 |  |  |  |  | 0.51114 | 0.51114 | 0.51114 | 0.39617 | 0.39524 | 0.39524 | 0.39524 | 0.34101 | 0.47999 | 0.47999 | 0.47999 | 0.36713 | [120 empty] | 1 | 2.7963
* | EWNDON4D | Onshore Wind Class 4 Cost Category D |  | ELCWND | ELC | 2010 | 30 | 0.35761 | 31.536 | 0.3 | [9 empty] | 4.2048 |  | 2376.162 | 1663.3134 | 2165.6058 | 2160.1918 | 2154.7778 | 2149.3638 | 2143.9498 | 2143.9498 | 2143.9498 | 2143.9498 | 2143.9498 | 28.6729 | 24.5101 | 23.4888 | 23.4888 | 22.4676 | 21.4463 | 21.4463 | 21.4463 | 21.4463 | 21.4463 | 21.4463 | 0.1 |  |  |  |  | 0.51114 | 0.51114 | 0.51114 | 0.39617 | 0.39524 | 0.39524 | 0.39524 | 0.34101 | 0.47999 | 0.47999 | 0.47999 | 0.36713 | [120 empty] | 1 | 2.7963
* | EWNDON4E | Onshore Wind Class 4 Cost Category E |  | ELCWND | ELC | 2010 | 30 | 0.35761 | 31.536 | 0.3 | [9 empty] | 2.1759 |  | 2583.451 | 1808.4157 | 2372.8948 | 2366.9626 | 2361.0304 | 2355.0981 | 2349.1659 | 2349.1659 | 2349.1659 | 2349.1659 | 2349.1659 | 28.6729 | 24.5101 | 23.4888 | 23.4888 | 22.4676 | 21.4463 | 21.4463 | 21.4463 | 21.4463 | 21.4463 | 21.4463 | 0.1 |  |  |  |  | 0.51114 | 0.51114 | 0.51114 | 0.39617 | 0.39524 | 0.39524 | 0.39524 | 0.34101 | 0.47999 | 0.47999 | 0.47999 | 0.36713 | [120 empty] | 1 | 2.7963
* | EWNDON5A | Onshore Wind Class 5 Cost Category A |  | ELCWND | ELC | 2010 | 30 | 0.35761 | 31.536 | 0.3 | [9 empty] | 3.6497 |  | 1869.2418 | 1308.4692 | 1658.6856 | 1654.5389 | 1650.3921 | 1646.2454 | 1642.0987 | 1642.0987 | 1642.0987 | 1642.0987 | 1642.0987 | 28.6729 | 24.5101 | 23.4888 | 23.4888 | 22.4676 | 21.4463 | 21.4463 | 21.4463 | 21.4463 | 21.4463 | 21.4463 | 0.1 |  |  |  |  | 0.54544 | 0.54544 | 0.54544 | 0.42276 | 0.42176 | 0.42176 | 0.42176 | 0.36389 | 0.51219 | 0.51219 | 0.51219 | 0.39177 | [120 empty] | 1 | 2.7963
* | EWNDON5B | Onshore Wind Class 5 Cost Category B |  | ELCWND | ELC | 2010 | 30 | 0.35761 | 31.536 | 0.3 | [9 empty] | 2.1966 |  | 1962.4103 | 1373.6872 | 1751.8541 | 1747.4745 | 1743.0949 | 1738.7152 | 1734.3356 | 1734.3356 | 1734.3356 | 1734.3356 | 1734.3356 | 28.6729 | 24.5101 | 23.4888 | 23.4888 | 22.4676 | 21.4463 | 21.4463 | 21.4463 | 21.4463 | 21.4463 | 21.4463 | 0.1 |  |  |  |  | 0.54544 | 0.54544 | 0.54544 | 0.42276 | 0.42176 | 0.42176 | 0.42176 | 0.36389 | 0.51219 | 0.51219 | 0.51219 | 0.39177 | [120 empty] | 1 | 2.7963
* | EWNDON5C | Onshore Wind Class 5 Cost Category C |  | ELCWND | ELC | 2010 | 30 | 0.35761 | 31.536 | 0.3 | [9 empty] | 2.0934 |  | 2141.4667 | 1499.0267 | 1930.9106 | 1926.0833 | 1921.256 | 1916.4287 | 1911.6015 | 1911.6015 | 1911.6015 | 1911.6015 | 1911.6015 | 28.6729 | 24.5101 | 23.4888 | 23.4888 | 22.4676 | 21.4463 | 21.4463 | 21.4463 | 21.4463 | 21.4463 | 21.4463 | 0.1 |  |  |  |  | 0.54544 | 0.54544 | 0.54544 | 0.42276 | 0.42176 | 0.42176 | 0.42176 | 0.36389 | 0.51219 | 0.51219 | 0.51219 | 0.39177 | [120 empty] | 1 | 2.7963
* | EWNDON5D | Onshore Wind Class 5 Cost Category D |  | ELCWND | ELC | 2010 | 30 | 0.35761 | 31.536 | 0.3 | [9 empty] | 2.8459 |  | 2393.6189 | 1675.5333 | 2183.0628 | 2177.6051 | 2172.1474 | 2166.6898 | 2161.2321 | 2161.2321 | 2161.2321 | 2161.2321 | 2161.2321 | 28.6729 | 24.5101 | 23.4888 | 23.4888 | 22.4676 | 21.4463 | 21.4463 | 21.4463 | 21.4463 | 21.4463 | 21.4463 | 0.1 |  |  |  |  | 0.54544 | 0.54544 | 0.54544 | 0.42276 | 0.42176 | 0.42176 | 0.42176 | 0.36389 | 0.51219 | 0.51219 | 0.51219 | 0.39177 | [120 empty] | 1 | 2.7963
* | EWNDON5E | Onshore Wind Class 5 Cost Category E |  | ELCWND | ELC | 2010 | 30 | 0.35761 | 31.536 | 0.3 | [9 empty] | 1.9624 |  | 2549.1352 | 1784.3946 | 2338.579 | 2332.7326 | 2326.8861 | 2321.0397 | 2315.1932 | 2315.1932 | 2315.1932 | 2315.1932 | 2315.1932 | 28.6729 | 24.5101 | 23.4888 | 23.4888 | 22.4676 | 21.4463 | 21.4463 | 21.4463 | 21.4463 | 21.4463 | 21.4463 | 0.1 |  |  |  |  | 0.54544 | 0.54544 | 0.54544 | 0.42276 | 0.42176 | 0.42176 | 0.42176 | 0.36389 | 0.51219 | 0.51219 | 0.51219 | 0.39177 | [120 empty] | 1 | 2.7963
* | EWNDOFS1A | Offshore Shallow Wind Class 1 Cost Category A |  | ELCWND | ELC | 2015 | 30 | 0.35761 | 31.536 | 0.3 | [9 empty] | 1.5992 |  | 4036.7349 | 2825.7144 | 3950.0293 | 3752.5278 | 3555.0263 | 3357.5249 | 3160.0234 | 3160.0234 | 3160.0234 | 3160.0234 | 3160.0234 | 64.6978 | 64.6978 | 64.6978 | 64.6978 | 64.6978 | 64.6978 | 64.6978 | 64.6978 | 64.6978 | 64.6978 | 64.6978 | 0.1 |  |  |  |  | 0.38061 | 0.38061 | 0.38061 | 0.295 | 0.29431 | 0.29431 | 0.29431 | 0.25392 | 0.35741 | 0.35741 | 0.35741 | 0.27338 | [120 empty] | 1 | 2.7963
* | EWNDOFS1B | Offshore Shallow Wind Class 1 Cost Category B |  | ELCWND | ELC | 2015 | 30 | 0.35761 | 31.536 | 0.3 | [9 empty] | 3.7416 |  | 4259.0355 | 2981.3249 | 4172.3299 | 3963.7134 | 3755.0969 | 3546.4804 | 3337.8639 | 3337.8639 | 3337.8639 | 3337.8639 | 3337.8639 | 64.6978 | 64.6978 | 64.6978 | 64.6978 | 64.6978 | 64.6978 | 64.6978 | 64.6978 | 64.6978 | 64.6978 | 64.6978 | 0.1 |  |  |  |  | 0.38061 | 0.38061 | 0.38061 | 0.295 | 0.29431 | 0.29431 | 0.29431 | 0.25392 | 0.35741 | 0.35741 | 0.35741 | 0.27338 | [120 empty] | 1 | 2.7963
* | EWNDOFS1C | Offshore Shallow Wind Class 1 Cost Category C |  | ELCWND | ELC | 2015 | 30 | 0.35761 | 31.536 | 0.3 | [9 empty] | 3.2648 |  | 4472.1435 | 3130.5005 | 4385.4379 | 4166.166 | 3946.8941 | 3727.6222 | 3508.3503 | 3508.3503 | 3508.3503 | 3508.3503 | 3508.3503 | 64.6978 | 64.6978 | 64.6978 | 64.6978 | 64.6978 | 64.6978 | 64.6978 | 64.6978 | 64.6978 | 64.6978 | 64.6978 | 0.1 |  |  |  |  | 0.38061 | 0.38061 | 0.38061 | 0.295 | 0.29431 | 0.29431 | 0.29431 | 0.25392 | 0.35741 | 0.35741 | 0.35741 | 0.27338 | [120 empty] | 1 | 2.7963
* | EWNDOFS1D | Offshore Shallow Wind Class 1 Cost Category D |  | ELCWND | ELC | 2015 | 30 | 0.35761 | 31.536 | 0.3 | [9 empty] | 3.3362 |  | 4630.7252 | 3241.5077 | 4544.0196 | 4316.8186 | 4089.6176 | 3862.4166 | 3635.2157 | 3635.2157 | 3635.2157 | 3635.2157 | 3635.2157 | 64.6978 | 64.6978 | 64.6978 | 64.6978 | 64.6978 | 64.6978 | 64.6978 | 64.6978 | 64.6978 | 64.6978 | 64.6978 | 0.1 |  |  |  |  | 0.38061 | 0.38061 | 0.38061 | 0.295 | 0.29431 | 0.29431 | 0.29431 | 0.25392 | 0.35741 | 0.35741 | 0.35741 | 0.27338 | [120 empty] | 1 | 2.7963
* | EWNDOFS1E | Offshore Shallow Wind Class 1 Cost Category E |  | ELCWND | ELC | 2015 | 30 | 0.35761 | 31.536 | 0.3 | [9 empty] | 6.1214 |  | 4753.3023 | 3327.3116 | 4666.5967 | 4433.2668 | 4199.937 | 3966.6072 | 3733.2773 | 3733.2773 | 3733.2773 | 3733.2773 | 3733.2773 | 64.6978 | 64.6978 | 64.6978 | 64.6978 | 64.6978 | 64.6978 | 64.6978 | 64.6978 | 64.6978 | 64.6978 | 64.6978 | 0.1 |  |  |  |  | 0.38061 | 0.38061 | 0.38061 | 0.295 | 0.29431 | 0.29431 | 0.29431 | 0.25392 | 0.35741 | 0.35741 | 0.35741 | 0.27338 | [120 empty] | 1 | 2.7963
* | EWNDOFS2A | Offshore Shallow Wind Class 2 Cost Category A |  | ELCWND | ELC | 2015 | 30 | 0.35761 | 31.536 | 0.3 | [9 empty] | 6.1306 |  | 4127.3449 | 2889.1414 | 4040.6392 | 3838.6073 | 3636.5753 | 3434.5433 | 3232.5114 | 3232.5114 | 3232.5114 | 3232.5114 | 3232.5114 | 64.6978 | 64.6978 | 64.6978 | 64.6978 | 64.6978 | 64.6978 | 64.6978 | 64.6978 | 64.6978 | 64.6978 | 64.6978 | 0.1 |  |  |  |  | 0.49066 | 0.49066 | 0.49066 | 0.3803 | 0.37941 | 0.37941 | 0.37941 | 0.32734 | 0.46075 | 0.46075 | 0.46075 | 0.35242 | [120 empty] | 1 | 2.7963
* | EWNDOFS2B | Offshore Shallow Wind Class 2 Cost Category B |  | ELCWND | ELC | 2015 | 30 | 0.35761 | 31.536 | 0.3 | [9 empty] | 3.8126 |  | 4290.4217 | 3003.2952 | 4203.716 | 3993.5302 | 3783.3444 | 3573.1586 | 3362.9728 | 3362.9728 | 3362.9728 | 3362.9728 | 3362.9728 | 64.6978 | 64.6978 | 64.6978 | 64.6978 | 64.6978 | 64.6978 | 64.6978 | 64.6978 | 64.6978 | 64.6978 | 64.6978 | 0.1 |  |  |  |  | 0.49066 | 0.49066 | 0.49066 | 0.3803 | 0.37941 | 0.37941 | 0.37941 | 0.32734 | 0.46075 | 0.46075 | 0.46075 | 0.35242 | [120 empty] | 1 | 2.7963
* | EWNDOFS2C | Offshore Shallow Wind Class 2 Cost Category C |  | ELCWND | ELC | 2015 | 30 | 0.35761 | 31.536 | 0.3 | [9 empty] | 6.8388 |  | 4450.5629 | 3115.394 | 4363.8572 | 4145.6644 | 3927.4715 | 3709.2786 | 3491.0858 | 3491.0858 | 3491.0858 | 3491.0858 | 3491.0858 | 64.6978 | 64.6978 | 64.6978 | 64.6978 | 64.6978 | 64.6978 | 64.6978 | 64.6978 | 64.6978 | 64.6978 | 64.6978 | 0.1 |  |  |  |  | 0.49066 | 0.49066 | 0.49066 | 0.3803 | 0.37941 | 0.37941 | 0.37941 | 0.32734 | 0.46075 | 0.46075 | 0.46075 | 0.35242 | [120 empty] | 1 | 2.7963
* | EWNDOFS2D | Offshore Shallow Wind Class 2 Cost Category D |  | ELCWND | ELC | 2015 | 30 | 0.35761 | 31.536 | 0.3 | [9 empty] | 12.2136 |  | 4607.1074 | 3224.9752 | 4520.4018 | 4294.3817 | 4068.3616 | 3842.3415 | 3616.3214 | 3616.3214 | 3616.3214 | 3616.3214 | 3616.3214 | 64.6978 | 64.6978 | 64.6978 | 64.6978 | 64.6978 | 64.6978 | 64.6978 | 64.6978 | 64.6978 | 64.6978 | 64.6978 | 0.1 |  |  |  |  | 0.49066 | 0.49066 | 0.49066 | 0.3803 | 0.37941 | 0.37941 | 0.37941 | 0.32734 | 0.46075 | 0.46075 | 0.46075 | 0.35242 | [120 empty] | 1 | 2.7963
* | EWNDOFS2E | Offshore Shallow Wind Class 2 Cost Category E |  | ELCWND | ELC | 2015 | 30 | 0.35761 | 31.536 | 0.3 | [9 empty] | 4.0334 |  | 4762.6122 | 3333.8286 | 4675.9066 | 4442.1113 | 4208.3159 | 3974.5206 | 3740.7253 | 3740.7253 | 3740.7253 | 3740.7253 | 3740.7253 | 64.6978 | 64.6978 | 64.6978 | 64.6978 | 64.6978 | 64.6978 | 64.6978 | 64.6978 | 64.6978 | 64.6978 | 64.6978 | 0.1 |  |  |  |  | 0.49066 | 0.49066 | 0.49066 | 0.3803 | 0.37941 | 0.37941 | 0.37941 | 0.32734 | 0.46075 | 0.46075 | 0.46075 | 0.35242 | [120 empty] | 1 | 2.7963
* | EWNDOFS3A | Offshore Shallow Wind Class 3 Cost Category A |  | ELCWND | ELC | 2015 | 30 | 0.35761 | 31.536 | 0.3 | [9 empty] | 0.7566 |  | 4100.0479 | 2870.0336 | 4013.3423 | 3812.6752 | 3612.0081 | 3411.3409 | 3210.6738 | 3210.6738 | 3210.6738 | 3210.6738 | 3210.6738 | 64.6978 | 64.6978 | 64.6978 | 64.6978 | 64.6978 | 64.6978 | 64.6978 | 64.6978 | 64.6978 | 64.6978 | 64.6978 | 0.1 |  |  |  |  | 0.53101 | 0.53101 | 0.53101 | 0.41157 | 0.4106 | 0.4106 | 0.4106 | 0.35426 | 0.49864 | 0.49864 | 0.49864 | 0.3814 | [120 empty] | 1 | 2.7963
* | EWNDOFS3B | Offshore Shallow Wind Class 3 Cost Category B |  | ELCWND | ELC | 2015 | 30 | 0.35761 | 31.536 | 0.3 | [9 empty] | 0.6134 |  | 4312.734 | 3018.9138 | 4226.0284 | 4014.7269 | 3803.4255 | 3592.1241 | 3380.8227 | 3380.8227 | 3380.8227 | 3380.8227 | 3380.8227 | 64.6978 | 64.6978 | 64.6978 | 64.6978 | 64.6978 | 64.6978 | 64.6978 | 64.6978 | 64.6978 | 64.6978 | 64.6978 | 0.1 |  |  |  |  | 0.53101 | 0.53101 | 0.53101 | 0.41157 | 0.4106 | 0.4106 | 0.4106 | 0.35426 | 0.49864 | 0.49864 | 0.49864 | 0.3814 | [120 empty] | 1 | 2.7963
* | EWNDOFS3C | Offshore Shallow Wind Class 3 Cost Category C |  | ELCWND | ELC | 2015 | 30 | 0.35761 | 31.536 | 0.3 | [9 empty] | 1.8476 |  | 4447.1815 | 3113.027 | 4360.4758 | 4142.452 | 3924.4282 | 3706.4045 | 3488.3807 | 3488.3807 | 3488.3807 | 3488.3807 | 3488.3807 | 64.6978 | 64.6978 | 64.6978 | 64.6978 | 64.6978 | 64.6978 | 64.6978 | 64.6978 | 64.6978 | 64.6978 | 64.6978 | 0.1 |  |  |  |  | 0.53101 | 0.53101 | 0.53101 | 0.41157 | 0.4106 | 0.4106 | 0.4106 | 0.35426 | 0.49864 | 0.49864 | 0.49864 | 0.3814 | [120 empty] | 1 | 2.7963
* | EWNDOFS3D | Offshore Shallow Wind Class 3 Cost Category D |  | ELCWND | ELC | 2015 | 30 | 0.35761 | 31.536 | 0.3 | [9 empty] | 1.1768 |  | 4644.4111 | 3251.0878 | 4557.7054 | 4329.8202 | 4101.9349 | 3874.0496 | 3646.1643 | 3646.1643 | 3646.1643 | 3646.1643 | 3646.1643 | 64.6978 | 64.6978 | 64.6978 | 64.6978 | 64.6978 | 64.6978 | 64.6978 | 64.6978 | 64.6978 | 64.6978 | 64.6978 | 0.1 |  |  |  |  | 0.53101 | 0.53101 | 0.53101 | 0.41157 | 0.4106 | 0.4106 | 0.4106 | 0.35426 | 0.49864 | 0.49864 | 0.49864 | 0.3814 | [120 empty] | 1 | 2.7963
* | EWNDOFS3E | Offshore Shallow Wind Class 3 Cost Category E |  | ELCWND | ELC | 2015 | 30 | 0.35761 | 31.536 | 0.3 | [9 empty] | 0.6534 |  | 4778.512 | 3344.9584 | 4691.8064 | 4457.2161 | 4222.6257 | 3988.0354 | 3753.4451 | 3753.4451 | 3753.4451 | 3753.4451 | 3753.4451 | 64.6978 | 64.6978 | 64.6978 | 64.6978 | 64.6978 | 64.6978 | 64.6978 | 64.6978 | 64.6978 | 64.6978 | 64.6978 | 0.1 |  |  |  |  | 0.53101 | 0.53101 | 0.53101 | 0.41157 | 0.4106 | 0.4106 | 0.4106 | 0.35426 | 0.49864 | 0.49864 | 0.49864 | 0.3814 | [120 empty] | 1 | 2.7963
* | EWNDOFS4A | Offshore Shallow Wind Class 4 Cost Category A |  | ELCWND | ELC | 2015 | 30 | 0.35761 | 31.536 | 0.3 | [9 empty] | 1.6074 |  | 4040.8418 | 2828.5892 | 3954.1361 | 3756.4293 | 3558.7225 | 3361.0157 | 3163.3089 | 3163.3089 | 3163.3089 | 3163.3089 | 3163.3089 | 64.6978 | 64.6978 | 64.6978 | 64.6978 | 64.6978 | 64.6978 | 64.6978 | 64.6978 | 64.6978 | 64.6978 | 64.6978 | 0.1 |  |  |  |  | 0.5695 | 0.5695 | 0.5695 | 0.44141 | 0.44037 | 0.44037 | 0.44037 | 0.37994 | 0.53478 | 0.53478 | 0.53478 | 0.40905 | [120 empty] | 1 | 2.7963
* | EWNDOFS4B | Offshore Shallow Wind Class 4 Cost Category B |  | ELCWND | ELC | 2015 | 30 | 0.35761 | 31.536 | 0.3 | [9 empty] | 3.2534 |  | 4270.8066 | 2989.5646 | 4184.101 | 3974.8959 | 3765.6909 | 3556.4858 | 3347.2808 | 3347.2808 | 3347.2808 | 3347.2808 | 3347.2808 | 64.6978 | 64.6978 | 64.6978 | 64.6978 | 64.6978 | 64.6978 | 64.6978 | 64.6978 | 64.6978 | 64.6978 | 64.6978 | 0.1 |  |  |  |  | 0.5695 | 0.5695 | 0.5695 | 0.44141 | 0.44037 | 0.44037 | 0.44037 | 0.37994 | 0.53478 | 0.53478 | 0.53478 | 0.40905 | [120 empty] | 1 | 2.7963
* | EWNDOFS4C | Offshore Shallow Wind Class 4 Cost Category C |  | ELCWND | ELC | 2015 | 30 | 0.35761 | 31.536 | 0.3 | [9 empty] | 2.6832 |  | 4388.0163 | 3071.6114 | 4301.3106 | 4086.2451 | 3871.1796 | 3656.114 | 3441.0485 | 3441.0485 | 3441.0485 | 3441.0485 | 3441.0485 | 64.6978 | 64.6978 | 64.6978 | 64.6978 | 64.6978 | 64.6978 | 64.6978 | 64.6978 | 64.6978 | 64.6978 | 64.6978 | 0.1 |  |  |  |  | 0.5695 | 0.5695 | 0.5695 | 0.44141 | 0.44037 | 0.44037 | 0.44037 | 0.37994 | 0.53478 | 0.53478 | 0.53478 | 0.40905 | [120 empty] | 1 | 2.7963
* | EWNDOFS4D | Offshore Shallow Wind Class 4 Cost Category D |  | ELCWND | ELC | 2015 | 30 | 0.35761 | 31.536 | 0.3 | [9 empty] | 4.1572 |  | 4497.5189 | 3148.2633 | 4410.8133 | 4190.2726 | 3969.732 | 3749.1913 | 3528.6506 | 3528.6506 | 3528.6506 | 3528.6506 | 3528.6506 | 64.6978 | 64.6978 | 64.6978 | 64.6978 | 64.6978 | 64.6978 | 64.6978 | 64.6978 | 64.6978 | 64.6978 | 64.6978 | 0.1 |  |  |  |  | 0.5695 | 0.5695 | 0.5695 | 0.44141 | 0.44037 | 0.44037 | 0.44037 | 0.37994 | 0.53478 | 0.53478 | 0.53478 | 0.40905 | [120 empty] | 1 | 2.7963
* | EWNDOFS4E | Offshore Shallow Wind Class 4 Cost Category E |  | ELCWND | ELC | 2015 | 30 | 0.35761 | 31.536 | 0.3 | [9 empty] | 1.4254 |  | 4632.9292 | 3243.0505 | 4546.2236 | 4318.9124 | 4091.6012 | 3864.29 | 3636.9789 | 3636.9789 | 3636.9789 | 3636.9789 | 3636.9789 | 64.6978 | 64.6978 | 64.6978 | 64.6978 | 64.6978 | 64.6978 | 64.6978 | 64.6978 | 64.6978 | 64.6978 | 64.6978 | 0.1 |  |  |  |  | 0.5695 | 0.5695 | 0.5695 | 0.44141 | 0.44037 | 0.44037 | 0.44037 | 0.37994 | 0.53478 | 0.53478 | 0.53478 | 0.40905 | [120 empty] | 1 | 2.7963
* | EWNDOFS5A | Offshore Shallow Wind Class 5 Cost Category A |  | ELCWND | ELC | 2015 | 30 | 0.35761 | 31.536 | 0.3 | [9 empty] | 0 |  | 3936.9472 | 2755.863 | 3850.2416 | 3657.7295 | 3465.2174 | 3272.7053 | 3080.1932 | 3080.1932 | 3080.1932 | 3080.1932 | 3080.1932 | 64.6978 | 64.6978 | 64.6978 | 64.6978 | 64.6978 | 64.6978 | 64.6978 | 64.6978 | 64.6978 | 64.6978 | 64.6978 | 0.1 |  |  |  |  | 0.61428 | 0.61428 | 0.61428 | 0.47612 | 0.475 | 0.475 | 0.475 | 0.40982 | 0.57684 | 0.57684 | 0.57684 | 0.44122 | [120 empty] | 1 | 2.7963
* | EWNDOFS5B | Offshore Shallow Wind Class 5 Cost Category B |  | ELCWND | ELC | 2015 | 30 | 0.35761 | 31.536 | 0.3 | [9 empty] | 0 |  | 3936.9472 | 2755.863 | 3850.2416 | 3657.7295 | 3465.2174 | 3272.7053 | 3080.1932 | 3080.1932 | 3080.1932 | 3080.1932 | 3080.1932 | 64.6978 | 64.6978 | 64.6978 | 64.6978 | 64.6978 | 64.6978 | 64.6978 | 64.6978 | 64.6978 | 64.6978 | 64.6978 | 0.1 |  |  |  |  | 0.61428 | 0.61428 | 0.61428 | 0.47612 | 0.475 | 0.475 | 0.475 | 0.40982 | 0.57684 | 0.57684 | 0.57684 | 0.44122 | [120 empty] | 1 | 2.7963
* | EWNDOFS5C | Offshore Shallow Wind Class 5 Cost Category C |  | ELCWND | ELC | 2015 | 30 | 0.35761 | 31.536 | 0.3 | [9 empty] | 0 |  | 3936.9472 | 2755.863 | 3850.2416 | 3657.7295 | 3465.2174 | 3272.7053 | 3080.1932 | 3080.1932 | 3080.1932 | 3080.1932 | 3080.1932 | 64.6978 | 64.6978 | 64.6978 | 64.6978 | 64.6978 | 64.6978 | 64.6978 | 64.6978 | 64.6978 | 64.6978 | 64.6978 | 0.1 |  |  |  |  | 0.61428 | 0.61428 | 0.61428 | 0.47612 | 0.475 | 0.475 | 0.475 | 0.40982 | 0.57684 | 0.57684 | 0.57684 | 0.44122 | [120 empty] | 1 | 2.7963
* | EWNDOFS5D | Offshore Shallow Wind Class 5 Cost Category D |  | ELCWND | ELC | 2015 | 30 | 0.35761 | 31.536 | 0.3 | [9 empty] | 0 |  | 3936.9472 | 2755.863 | 3850.2416 | 3657.7295 | 3465.2174 | 3272.7053 | 3080.1932 | 3080.1932 | 3080.1932 | 3080.1932 | 3080.1932 | 64.6978 | 64.6978 | 64.6978 | 64.6978 | 64.6978 | 64.6978 | 64.6978 | 64.6978 | 64.6978 | 64.6978 | 64.6978 | 0.1 |  |  |  |  | 0.61428 | 0.61428 | 0.61428 | 0.47612 | 0.475 | 0.475 | 0.475 | 0.40982 | 0.57684 | 0.57684 | 0.57684 | 0.44122 | [120 empty] | 1 | 2.7963
* | EWNDOFS5E | Offshore Shallow Wind Class 5 Cost Category E |  | ELCWND | ELC | 2015 | 30 | 0.35761 | 31.536 | 0.3 | [9 empty] | 0 |  | 3936.9472 | 2755.863 | 3850.2416 | 3657.7295 | 3465.2174 | 3272.7053 | 3080.1932 | 3080.1932 | 3080.1932 | 3080.1932 | 3080.1932 | 64.6978 | 64.6978 | 64.6978 | 64.6978 | 64.6978 | 64.6978 | 64.6978 | 64.6978 | 64.6978 | 64.6978 | 64.6978 | 0.1 |  |  |  |  | 0.61428 | 0.61428 | 0.61428 | 0.47612 | 0.475 | 0.475 | 0.475 | 0.40982 | 0.57684 | 0.57684 | 0.57684 | 0.44122 | [120 empty] | 1 | 2.7963
* | EWNDOFD1A | Offshore Deep Wind Class 1 Cost Category A |  | ELCWND | ELC | 2015 | 30 | 0.35761 | 31.536 | 0.3 | [9 empty] | 2.183 |  | 4176.7307 | 2923.7115 | 4090.025 | 3885.5238 | 3681.0225 | 3476.5213 | 3272.02 | 3272.02 | 3272.02 | 3272.02 | 3272.02 | 64.6978 | 64.6978 | 64.6978 | 64.6978 | 64.6978 | 64.6978 | 64.6978 | 64.6978 | 64.6978 | 64.6978 | 64.6978 | 0.1 |  |  |  |  | 0.44909 | 0.44909 | 0.44909 | 0.34808 | 0.34726 | 0.34726 | 0.34726 | 0.29961 | 0.42171 | 0.42171 | 0.42171 | 0.32256 | [120 empty] | 1 | 2.7963
* | EWNDOFD1B | Offshore Deep Wind Class 1 Cost Category B |  | ELCWND | ELC | 2015 | 30 | 0.35761 | 31.536 | 0.3 | [9 empty] | 6.358 |  | 4354.3231 | 3048.0262 | 4267.6174 | 4054.2366 | 3840.8557 | 3627.4748 | 3414.0939 | 3414.0939 | 3414.0939 | 3414.0939 | 3414.0939 | 64.6978 | 64.6978 | 64.6978 | 64.6978 | 64.6978 | 64.6978 | 64.6978 | 64.6978 | 64.6978 | 64.6978 | 64.6978 | 0.1 |  |  |  |  | 0.44909 | 0.44909 | 0.44909 | 0.34808 | 0.34726 | 0.34726 | 0.34726 | 0.29961 | 0.42171 | 0.42171 | 0.42171 | 0.32256 | [120 empty] | 1 | 2.7963
* | EWNDOFD1C | Offshore Deep Wind Class 1 Cost Category C |  | ELCWND | ELC | 2015 | 30 | 0.35761 | 31.536 | 0.3 | [9 empty] | 5.015 |  | 4520.4745 | 3164.3322 | 4433.7689 | 4212.0804 | 3990.392 | 3768.7035 | 3547.0151 | 3547.0151 | 3547.0151 | 3547.0151 | 3547.0151 | 64.6978 | 64.6978 | 64.6978 | 64.6978 | 64.6978 | 64.6978 | 64.6978 | 64.6978 | 64.6978 | 64.6978 | 64.6978 | 0.1 |  |  |  |  | 0.44909 | 0.44909 | 0.44909 | 0.34808 | 0.34726 | 0.34726 | 0.34726 | 0.29961 | 0.42171 | 0.42171 | 0.42171 | 0.32256 | [120 empty] | 1 | 2.7963
* | EWNDOFD1D | Offshore Deep Wind Class 1 Cost Category D |  | ELCWND | ELC | 2015 | 30 | 0.35761 | 31.536 | 0.3 | [9 empty] | 4.1452 |  | 4665.3958 | 3265.7771 | 4578.6902 | 4349.7556 | 4120.8211 | 3891.8866 | 3662.9521 | 3662.9521 | 3662.9521 | 3662.9521 | 3662.9521 | 64.6978 | 64.6978 | 64.6978 | 64.6978 | 64.6978 | 64.6978 | 64.6978 | 64.6978 | 64.6978 | 64.6978 | 64.6978 | 0.1 |  |  |  |  | 0.44909 | 0.44909 | 0.44909 | 0.34808 | 0.34726 | 0.34726 | 0.34726 | 0.29961 | 0.42171 | 0.42171 | 0.42171 | 0.32256 | [120 empty] | 1 | 2.7963
* | EWNDOFD1E | Offshore Deep Wind Class 1 Cost Category E |  | ELCWND | ELC | 2015 | 30 | 0.35761 | 31.536 | 0.3 | [9 empty] | 8.4912 |  | 4781.835 | 3347.2845 | 4695.1293 | 4460.3728 | 4225.6164 | 3990.8599 | 3756.1034 | 3756.1034 | 3756.1034 | 3756.1034 | 3756.1034 | 64.6978 | 64.6978 | 64.6978 | 64.6978 | 64.6978 | 64.6978 | 64.6978 | 64.6978 | 64.6978 | 64.6978 | 64.6978 | 0.1 |  |  |  |  | 0.44909 | 0.44909 | 0.44909 | 0.34808 | 0.34726 | 0.34726 | 0.34726 | 0.29961 | 0.42171 | 0.42171 | 0.42171 | 0.32256 | [120 empty] | 1 | 2.7963
* | EWNDOFD2A | Offshore Deep Wind Class 2 Cost Category A |  | ELCWND | ELC | 2015 | 30 | 0.35761 | 31.536 | 0.3 | [9 empty] | 2.183 |  | 4110.8277 | 2877.5794 | 4024.122 | 3822.9159 | 3621.7098 | 3420.5037 | 3219.2976 | 3219.2976 | 3219.2976 | 3219.2976 | 3219.2976 | 64.6978 | 64.6978 | 64.6978 | 64.6978 | 64.6978 | 64.6978 | 64.6978 | 64.6978 | 64.6978 | 64.6978 | 64.6978 | 0.1 |  |  |  |  | 0.56049 | 0.56049 | 0.56049 | 0.43442 | 0.4334 | 0.4334 | 0.4334 | 0.37393 | 0.52633 | 0.52633 | 0.52633 | 0.40258 | [120 empty] | 1 | 2.7963
* | EWNDOFD2B | Offshore Deep Wind Class 2 Cost Category B |  | ELCWND | ELC | 2015 | 30 | 0.35761 | 31.536 | 0.3 | [9 empty] | 6.358 |  | 4311.1164 | 3017.7815 | 4224.4108 | 4013.1902 | 3801.9697 | 3590.7492 | 3379.5286 | 3379.5286 | 3379.5286 | 3379.5286 | 3379.5286 | 64.6978 | 64.6978 | 64.6978 | 64.6978 | 64.6978 | 64.6978 | 64.6978 | 64.6978 | 64.6978 | 64.6978 | 64.6978 | 0.1 |  |  |  |  | 0.56049 | 0.56049 | 0.56049 | 0.43442 | 0.4334 | 0.4334 | 0.4334 | 0.37393 | 0.52633 | 0.52633 | 0.52633 | 0.40258 | [120 empty] | 1 | 2.7963
* | EWNDOFD2C | Offshore Deep Wind Class 2 Cost Category C |  | ELCWND | ELC | 2015 | 30 | 0.35761 | 31.536 | 0.3 | [9 empty] | 5.015 |  | 4424.5237 | 3097.1666 | 4337.818 | 4120.9271 | 3904.0362 | 3687.1453 | 3470.2544 | 3470.2544 | 3470.2544 | 3470.2544 | 3470.2544 | 64.6978 | 64.6978 | 64.6978 | 64.6978 | 64.6978 | 64.6978 | 64.6978 | 64.6978 | 64.6978 | 64.6978 | 64.6978 | 0.1 |  |  |  |  | 0.56049 | 0.56049 | 0.56049 | 0.43442 | 0.4334 | 0.4334 | 0.4334 | 0.37393 | 0.52633 | 0.52633 | 0.52633 | 0.40258 | [120 empty] | 1 | 2.7963
* | EWNDOFD2D | Offshore Deep Wind Class 2 Cost Category D |  | ELCWND | ELC | 2015 | 30 | 0.35761 | 31.536 | 0.3 | [9 empty] | 4.1452 |  | 4579.572 | 3205.7004 | 4492.8664 | 4268.223 | 4043.5797 | 3818.9364 | 3594.2931 | 3594.2931 | 3594.2931 | 3594.2931 | 3594.2931 | 64.6978 | 64.6978 | 64.6978 | 64.6978 | 64.6978 | 64.6978 | 64.6978 | 64.6978 | 64.6978 | 64.6978 | 64.6978 | 0.1 |  |  |  |  | 0.56049 | 0.56049 | 0.56049 | 0.43442 | 0.4334 | 0.4334 | 0.4334 | 0.37393 | 0.52633 | 0.52633 | 0.52633 | 0.40258 | [120 empty] | 1 | 2.7963
* | EWNDOFD2E | Offshore Deep Wind Class 2 Cost Category E |  | ELCWND | ELC | 2015 | 30 | 0.35761 | 31.536 | 0.3 | [9 empty] | 8.4912 |  | 4760.3879 | 3332.2716 | 4673.6823 | 4439.9982 | 4206.3141 | 3972.63 | 3738.9458 | 3738.9458 | 3738.9458 | 3738.9458 | 3738.9458 | 64.6978 | 64.6978 | 64.6978 | 64.6978 | 64.6978 | 64.6978 | 64.6978 | 64.6978 | 64.6978 | 64.6978 | 64.6978 | 0.1 |  |  |  |  | 0.56049 | 0.56049 | 0.56049 | 0.43442 | 0.4334 | 0.4334 | 0.4334 | 0.37393 | 0.52633 | 0.52633 | 0.52633 | 0.40258 | [120 empty] | 1 | 2.7963
* | EWNDOFD3A | Offshore Deep Wind Class 3 Cost Category A |  | ELCWND | ELC | 2015 | 30 | 0.35761 | 31.536 | 0.3 | [9 empty] | 0.0586 |  | 4053.9697 | 2837.7788 | 3967.264 | 3768.9008 | 3570.5376 | 3372.1744 | 3173.8112 | 3173.8112 | 3173.8112 | 3173.8112 | 3173.8112 | 64.6978 | 64.6978 | 64.6978 | 64.6978 | 64.6978 | 64.6978 | 64.6978 | 64.6978 | 64.6978 | 64.6978 | 64.6978 | 0.1 |  |  |  |  | 0.59788 | 0.59788 | 0.59788 | 0.4634 | 0.46231 | 0.46231 | 0.46231 | 0.39887 | 0.56143 | 0.56143 | 0.56143 | 0.42943 | [120 empty] | 1 | 2.7963
* | EWNDOFD3B | Offshore Deep Wind Class 3 Cost Category B |  | ELCWND | ELC | 2015 | 30 | 0.35761 | 31.536 | 0.3 | [9 empty] | 0.1976 |  | 4068.2981 | 2847.8087 | 3981.5924 | 3782.5128 | 3583.4332 | 3384.3536 | 3185.2739 | 3185.2739 | 3185.2739 | 3185.2739 | 3185.2739 | 64.6978 | 64.6978 | 64.6978 | 64.6978 | 64.6978 | 64.6978 | 64.6978 | 64.6978 | 64.6978 | 64.6978 | 64.6978 | 0.1 |  |  |  |  | 0.59788 | 0.59788 | 0.59788 | 0.4634 | 0.46231 | 0.46231 | 0.46231 | 0.39887 | 0.56143 | 0.56143 | 0.56143 | 0.42943 | [120 empty] | 1 | 2.7963
* | EWNDOFD3C | Offshore Deep Wind Class 3 Cost Category C |  | ELCWND | ELC | 2015 | 30 | 0.35761 | 31.536 | 0.3 | [9 empty] | 0.1062 |  | 4079.1362 | 2855.3954 | 3992.4306 | 3792.809 | 3593.1875 | 3393.566 | 3193.9445 | 3193.9445 | 3193.9445 | 3193.9445 | 3193.9445 | 64.6978 | 64.6978 | 64.6978 | 64.6978 | 64.6978 | 64.6978 | 64.6978 | 64.6978 | 64.6978 | 64.6978 | 64.6978 | 0.1 |  |  |  |  | 0.59788 | 0.59788 | 0.59788 | 0.4634 | 0.46231 | 0.46231 | 0.46231 | 0.39887 | 0.56143 | 0.56143 | 0.56143 | 0.42943 | [120 empty] | 1 | 2.7963
* | EWNDOFD3D | Offshore Deep Wind Class 3 Cost Category D |  | ELCWND | ELC | 2015 | 30 | 0.35761 | 31.536 | 0.3 | [9 empty] | 0.0776 |  | 4092.4418 | 2864.7093 | 4005.7362 | 3805.4494 | 3605.1626 | 3404.8758 | 3204.589 | 3204.589 | 3204.589 | 3204.589 | 3204.589 | 64.6978 | 64.6978 | 64.6978 | 64.6978 | 64.6978 | 64.6978 | 64.6978 | 64.6978 | 64.6978 | 64.6978 | 64.6978 | 0.1 |  |  |  |  | 0.59788 | 0.59788 | 0.59788 | 0.4634 | 0.46231 | 0.46231 | 0.46231 | 0.39887 | 0.56143 | 0.56143 | 0.56143 | 0.42943 | [120 empty] | 1 | 2.7963
* | EWNDOFD3E | Offshore Deep Wind Class 3 Cost Category E |  | ELCWND | ELC | 2015 | 30 | 0.35761 | 31.536 | 0.3 | [9 empty] | 0.045 |  | 4117.6231 | 2882.3362 | 4030.9174 | 3829.3716 | 3627.8257 | 3426.2798 | 3224.7339 | 3224.7339 | 3224.7339 | 3224.7339 | 3224.7339 | 64.6978 | 64.6978 | 64.6978 | 64.6978 | 64.6978 | 64.6978 | 64.6978 | 64.6978 | 64.6978 | 64.6978 | 64.6978 | 0.1 |  |  |  |  | 0.59788 | 0.59788 | 0.59788 | 0.4634 | 0.46231 | 0.46231 | 0.46231 | 0.39887 | 0.56143 | 0.56143 | 0.56143 | 0.42943 | [120 empty] | 1 | 2.7963
* | EWNDOFD4A | Offshore Deep Wind Class 4 Cost Category A |  | ELCWND | ELC | 2015 | 30 | 0.35761 | 31.536 | 0.3 | [9 empty] | 0 |  | 3936.9472 | 2755.863 | 3850.2416 | 3657.7295 | 3465.2174 | 3272.7053 | 3080.1932 | 3080.1932 | 3080.1932 | 3080.1932 | 3080.1932 | 64.6978 | 64.6978 | 64.6978 | 64.6978 | 64.6978 | 64.6978 | 64.6978 | 64.6978 | 64.6978 | 64.6978 | 64.6978 | 0.1 |  |  |  |  | 0.62835 | 0.62835 | 0.62835 | 0.48702 | 0.48587 | 0.48587 | 0.48587 | 0.4192 | 0.59005 | 0.59005 | 0.59005 | 0.45132 | [120 empty] | 1 | 2.7963
* | EWNDOFD4B | Offshore Deep Wind Class 4 Cost Category B |  | ELCWND | ELC | 2015 | 30 | 0.35761 | 31.536 | 0.3 | [9 empty] | 0 |  | 3936.9472 | 2755.863 | 3850.2416 | 3657.7295 | 3465.2174 | 3272.7053 | 3080.1932 | 3080.1932 | 3080.1932 | 3080.1932 | 3080.1932 | 64.6978 | 64.6978 | 64.6978 | 64.6978 | 64.6978 | 64.6978 | 64.6978 | 64.6978 | 64.6978 | 64.6978 | 64.6978 | 0.1 |  |  |  |  | 0.62835 | 0.62835 | 0.62835 | 0.48702 | 0.48587 | 0.48587 | 0.48587 | 0.4192 | 0.59005 | 0.59005 | 0.59005 | 0.45132 | [120 empty] | 1 | 2.7963
* | EWNDOFD4C | Offshore Deep Wind Class 4 Cost Category C |  | ELCWND | ELC | 2015 | 30 | 0.35761 | 31.536 | 0.3 | [9 empty] | 0 |  | 3936.9472 | 2755.863 | 3850.2416 | 3657.7295 | 3465.2174 | 3272.7053 | 3080.1932 | 3080.1932 | 3080.1932 | 3080.1932 | 3080.1932 | 64.6978 | 64.6978 | 64.6978 | 64.6978 | 64.6978 | 64.6978 | 64.6978 | 64.6978 | 64.6978 | 64.6978 | 64.6978 | 0.1 |  |  |  |  | 0.62835 | 0.62835 | 0.62835 | 0.48702 | 0.48587 | 0.48587 | 0.48587 | 0.4192 | 0.59005 | 0.59005 | 0.59005 | 0.45132 | [120 empty] | 1 | 2.7963
* | EWNDOFD4D | Offshore Deep Wind Class 4 Cost Category D |  | ELCWND | ELC | 2015 | 30 | 0.35761 | 31.536 | 0.3 | [9 empty] | 0 |  | 3936.9472 | 2755.863 | 3850.2416 | 3657.7295 | 3465.2174 | 3272.7053 | 3080.1932 | 3080.1932 | 3080.1932 | 3080.1932 | 3080.1932 | 64.6978 | 64.6978 | 64.6978 | 64.6978 | 64.6978 | 64.6978 | 64.6978 | 64.6978 | 64.6978 | 64.6978 | 64.6978 | 0.1 |  |  |  |  | 0.62835 | 0.62835 | 0.62835 | 0.48702 | 0.48587 | 0.48587 | 0.48587 | 0.4192 | 0.59005 | 0.59005 | 0.59005 | 0.45132 | [120 empty] | 1 | 2.7963
* | EWNDOFD4E | Offshore Deep Wind Class 4 Cost Category E |  | ELCWND | ELC | 2015 | 30 | 0.35761 | 31.536 | 0.3 | [9 empty] | 0 |  | 3936.9472 | 2755.863 | 3850.2416 | 3657.7295 | 3465.2174 | 3272.7053 | 3080.1932 | 3080.1932 | 3080.1932 | 3080.1932 | 3080.1932 | 64.6978 | 64.6978 | 64.6978 | 64.6978 | 64.6978 | 64.6978 | 64.6978 | 64.6978 | 64.6978 | 64.6978 | 64.6978 | 0.1 |  |  |  |  | 0.62835 | 0.62835 | 0.62835 | 0.48702 | 0.48587 | 0.48587 | 0.48587 | 0.4192 | 0.59005 | 0.59005 | 0.59005 | 0.45132 | [120 empty] | 1 | 2.7963
* | EWNDOFD5A | Offshore Deep Wind Class 5 Cost Category A |  | ELCWND | ELC | 2015 | 30 | 0.35761 | 31.536 | 0.3 | [9 empty] | 0 |  | 3936.9472 | 2755.863 | 3850.2416 | 3657.7295 | 3465.2174 | 3272.7053 | 3080.1932 | 3080.1932 | 3080.1932 | 3080.1932 | 3080.1932 | 64.6978 | 64.6978 | 64.6978 | 64.6978 | 64.6978 | 64.6978 | 64.6978 | 64.6978 | 64.6978 | 64.6978 | 64.6978 | 0.1 |  |  |  |  | 0.65179 | 0.65179 | 0.65179 | 0.50519 | 0.504 | 0.504 | 0.504 | 0.43484 | 0.61206 | 0.61206 | 0.61206 | 0.46816 | [120 empty] | 1 | 2.7963
* | EWNDOFD5B | Offshore Deep Wind Class 5 Cost Category B |  | ELCWND | ELC | 2015 | 30 | 0.35761 | 31.536 | 0.3 | [9 empty] | 0 |  | 3936.9472 | 2755.863 | 3850.2416 | 3657.7295 | 3465.2174 | 3272.7053 | 3080.1932 | 3080.1932 | 3080.1932 | 3080.1932 | 3080.1932 | 64.6978 | 64.6978 | 64.6978 | 64.6978 | 64.6978 | 64.6978 | 64.6978 | 64.6978 | 64.6978 | 64.6978 | 64.6978 | 0.1 |  |  |  |  | 0.65179 | 0.65179 | 0.65179 | 0.50519 | 0.504 | 0.504 | 0.504 | 0.43484 | 0.61206 | 0.61206 | 0.61206 | 0.46816 | [120 empty] | 1 | 2.7963
* | EWNDOFD5C | Offshore Deep Wind Class 5 Cost Category C |  | ELCWND | ELC | 2015 | 30 | 0.35761 | 31.536 | 0.3 | [9 empty] | 0 |  | 3936.9472 | 2755.863 | 3850.2416 | 3657.7295 | 3465.2174 | 3272.7053 | 3080.1932 | 3080.1932 | 3080.1932 | 3080.1932 | 3080.1932 | 64.6978 | 64.6978 | 64.6978 | 64.6978 | 64.6978 | 64.6978 | 64.6978 | 64.6978 | 64.6978 | 64.6978 | 64.6978 | 0.1 |  |  |  |  | 0.65179 | 0.65179 | 0.65179 | 0.50519 | 0.504 | 0.504 | 0.504 | 0.43484 | 0.61206 | 0.61206 | 0.61206 | 0.46816 | [120 empty] | 1 | 2.7963
* | EWNDOFD5D | Offshore Deep Wind Class 5 Cost Category D |  | ELCWND | ELC | 2015 | 30 | 0.35761 | 31.536 | 0.3 | [9 empty] | 0 |  | 3936.9472 | 2755.863 | 3850.2416 | 3657.7295 | 3465.2174 | 3272.7053 | 3080.1932 | 3080.1932 | 3080.1932 | 3080.1932 | 3080.1932 | 64.6978 | 64.6978 | 64.6978 | 64.6978 | 64.6978 | 64.6978 | 64.6978 | 64.6978 | 64.6978 | 64.6978 | 64.6978 | 0.1 |  |  |  |  | 0.65179 | 0.65179 | 0.65179 | 0.50519 | 0.504 | 0.504 | 0.504 | 0.43484 | 0.61206 | 0.61206 | 0.61206 | 0.46816 | [120 empty] | 1 | 2.7963
* | EWNDOFD5E | Offshore Deep Wind Class 5 Cost Category E |  | ELCWND | ELC | 2015 | 30 | 0.35761 | 31.536 | 0.3 | [9 empty] | 0 |  | 3936.9472 | 2755.863 | 3850.2416 | 3657.7295 | 3465.2174 | 3272.7053 | 3080.1932 | 3080.1932 | 3080.1932 | 3080.1932 | 3080.1932 | 64.6978 | 64.6978 | 64.6978 | 64.6978 | 64.6978 | 64.6978 | 64.6978 | 64.6978 | 64.6978 | 64.6978 | 64.6978 | 0.1 |  |  |  |  | 0.65179 | 0.65179 | 0.65179 | 0.50519 | 0.504 | 0.504 | 0.504 | 0.43484 | 0.61206 | 0.61206 | 0.61206 | 0.46816 | [120 empty] | 1 | 2.7963
* | EWNDON1A | Onshore Wind Class 1 Cost Category A |  | ELCWND | ELC | 2010 | 30 | 0.35761 | 31.536 | 0.3 | [9 empty] | 3.3521 |  | 1922.668 | 1345.8676 | 1712.1118 | 1707.8315 | 1703.5512 | 1699.271 | 1694.9907 | 1694.9907 | 1694.9907 | 1694.9907 | 1694.9907 | 28.6729 | 24.5101 | 23.4888 | 23.4888 | 22.4676 | 21.4463 | 21.4463 | 21.4463 | 21.4463 | 21.4463 | 21.4463 | 0.1 |  |  |  |  | 0.38797 | 0.38797 | 0.38797 | 0.2588 | 0.29434 | 0.29434 | 0.29434 | 0.18033 | 0.40205 | 0.40205 | 0.40205 | 0.2835 | [120 empty] | 1 | 2.7963
* | EWNDON1B | Onshore Wind Class 1 Cost Category B |  | ELCWND | ELC | 2010 | 30 | 0.35761 | 31.536 | 0.3 | [9 empty] | 2.5052 |  | 2058.6615 | 1441.0631 | 1848.1054 | 1843.4851 | 1838.8648 | 1834.2446 | 1829.6243 | 1829.6243 | 1829.6243 | 1829.6243 | 1829.6243 | 28.6729 | 24.5101 | 23.4888 | 23.4888 | 22.4676 | 21.4463 | 21.4463 | 21.4463 | 21.4463 | 21.4463 | 21.4463 | 0.1 |  |  |  |  | 0.38797 | 0.38797 | 0.38797 | 0.2588 | 0.29434 | 0.29434 | 0.29434 | 0.18033 | 0.40205 | 0.40205 | 0.40205 | 0.2835 | [120 empty] | 1 | 2.7963
* | EWNDON1C | Onshore Wind Class 1 Cost Category C |  | ELCWND | ELC | 2010 | 30 | 0.35761 | 31.536 | 0.3 | [9 empty] | 4.4713 |  | 2191.1912 | 1533.8338 | 1980.635 | 1975.6834 | 1970.7318 | 1965.7802 | 1960.8286 | 1960.8286 | 1960.8286 | 1960.8286 | 1960.8286 | 28.6729 | 24.5101 | 23.4888 | 23.4888 | 22.4676 | 21.4463 | 21.4463 | 21.4463 | 21.4463 | 21.4463 | 21.4463 | 0.1 |  |  |  |  | 0.38797 | 0.38797 | 0.38797 | 0.2588 | 0.29434 | 0.29434 | 0.29434 | 0.18033 | 0.40205 | 0.40205 | 0.40205 | 0.2835 | [120 empty] | 1 | 2.7963
* | EWNDON1D | Onshore Wind Class 1 Cost Category D |  | ELCWND | ELC | 2010 | 30 | 0.35761 | 31.536 | 0.3 | [9 empty] | 2.1344 |  | 2527.8103 | 1769.4672 | 2317.2542 | 2311.461 | 2305.6679 | 2299.8748 | 2294.0816 | 2294.0816 | 2294.0816 | 2294.0816 | 2294.0816 | 28.6729 | 24.5101 | 23.4888 | 23.4888 | 22.4676 | 21.4463 | 21.4463 | 21.4463 | 21.4463 | 21.4463 | 21.4463 | 0.1 |  |  |  |  | 0.38797 | 0.38797 | 0.38797 | 0.2588 | 0.29434 | 0.29434 | 0.29434 | 0.18033 | 0.40205 | 0.40205 | 0.40205 | 0.2835 | [120 empty] | 1 | 2.7963
* | EWNDON1E | Onshore Wind Class 1 Cost Category E |  | ELCWND | ELC | 2010 | 30 | 0.35761 | 31.536 | 0.3 | [9 empty] | 1.2524 |  | 2668.2576 | 1867.7803 | 2457.7014 | 2451.5571 | 2445.4129 | 2439.2686 | 2433.1244 | 2433.1244 | 2433.1244 | 2433.1244 | 2433.1244 | 28.6729 | 24.5101 | 23.4888 | 23.4888 | 22.4676 | 21.4463 | 21.4463 | 21.4463 | 21.4463 | 21.4463 | 21.4463 | 0.1 |  |  |  |  | 0.38797 | 0.38797 | 0.38797 | 0.2588 | 0.29434 | 0.29434 | 0.29434 | 0.18033 | 0.40205 | 0.40205 | 0.40205 | 0.2835 | [120 empty] | 1 | 2.7963
* | EWNDON2A | Onshore Wind Class 2 Cost Category A |  | ELCWND | ELC | 2010 | 30 | 0.35761 | 31.536 | 0.3 | [9 empty] | 0.8341 |  | 1971.9794 | 1380.3856 | 1761.4232 | 1757.0196 | 1752.6161 | 1748.2125 | 1743.809 | 1743.809 | 1743.809 | 1743.809 | 1743.809 | 28.6729 | 24.5101 | 23.4888 | 23.4888 | 22.4676 | 21.4463 | 21.4463 | 21.4463 | 21.4463 | 21.4463 | 21.4463 | 0.1 |  |  |  |  | 0.46618 | 0.46618 | 0.46618 | 0.31097 | 0.35367 | 0.35367 | 0.35367 | 0.21669 | 0.4831 | 0.4831 | 0.4831 | 0.34065 | [120 empty] | 1 | 2.7963
* | EWNDON2B | Onshore Wind Class 2 Cost Category B |  | ELCWND | ELC | 2010 | 30 | 0.35761 | 31.536 | 0.3 | [9 empty] | 0.3004 |  | 2291.6479 | 1604.1535 | 2081.0917 | 2075.889 | 2070.6863 | 2065.4835 | 2060.2808 | 2060.2808 | 2060.2808 | 2060.2808 | 2060.2808 | 28.6729 | 24.5101 | 23.4888 | 23.4888 | 22.4676 | 21.4463 | 21.4463 | 21.4463 | 21.4463 | 21.4463 | 21.4463 | 0.1 |  |  |  |  | 0.46618 | 0.46618 | 0.46618 | 0.31097 | 0.35367 | 0.35367 | 0.35367 | 0.21669 | 0.4831 | 0.4831 | 0.4831 | 0.34065 | [120 empty] | 1 | 2.7963
* | EWNDON2C | Onshore Wind Class 2 Cost Category C |  | ELCWND | ELC | 2010 | 30 | 0.35761 | 31.536 | 0.3 | [9 empty] | 1.2465 |  | 2436.0786 | 1705.255 | 2225.5224 | 2219.9586 | 2214.3948 | 2208.831 | 2203.2672 | 2203.2672 | 2203.2672 | 2203.2672 | 2203.2672 | 28.6729 | 24.5101 | 23.4888 | 23.4888 | 22.4676 | 21.4463 | 21.4463 | 21.4463 | 21.4463 | 21.4463 | 21.4463 | 0.1 |  |  |  |  | 0.46618 | 0.46618 | 0.46618 | 0.31097 | 0.35367 | 0.35367 | 0.35367 | 0.21669 | 0.4831 | 0.4831 | 0.4831 | 0.34065 | [120 empty] | 1 | 2.7963
* | EWNDON2D | Onshore Wind Class 2 Cost Category D |  | ELCWND | ELC | 2010 | 30 | 0.35761 | 31.536 | 0.3 | [9 empty] | 1.7275 |  | 2521.6095 | 1765.1266 | 2311.0533 | 2305.2756 | 2299.498 | 2293.7204 | 2287.9427 | 2287.9427 | 2287.9427 | 2287.9427 | 2287.9427 | 28.6729 | 24.5101 | 23.4888 | 23.4888 | 22.4676 | 21.4463 | 21.4463 | 21.4463 | 21.4463 | 21.4463 | 21.4463 | 0.1 |  |  |  |  | 0.46618 | 0.46618 | 0.46618 | 0.31097 | 0.35367 | 0.35367 | 0.35367 | 0.21669 | 0.4831 | 0.4831 | 0.4831 | 0.34065 | [120 empty] | 1 | 2.7963
* | EWNDON2E | Onshore Wind Class 2 Cost Category E |  | ELCWND | ELC | 2010 | 30 | 0.35761 | 31.536 | 0.3 | [9 empty] | 1.6748 |  | 2601.0033 | 1820.7023 | 2390.4471 | 2384.471 | 2378.4948 | 2372.5187 | 2366.5426 | 2366.5426 | 2366.5426 | 2366.5426 | 2366.5426 | 28.6729 | 24.5101 | 23.4888 | 23.4888 | 22.4676 | 21.4463 | 21.4463 | 21.4463 | 21.4463 | 21.4463 | 21.4463 | 0.1 |  |  |  |  | 0.46618 | 0.46618 | 0.46618 | 0.31097 | 0.35367 | 0.35367 | 0.35367 | 0.21669 | 0.4831 | 0.4831 | 0.4831 | 0.34065 | [120 empty] | 1 | 2.7963
* | EWNDON3A | Onshore Wind Class 3 Cost Category A |  | ELCWND | ELC | 2010 | 30 | 0.35761 | 31.536 | 0.3 | [9 empty] | 0.7764 |  | 1952.6597 | 1366.8618 | 1742.1035 | 1737.7483 | 1733.393 | 1729.0377 | 1724.6825 | 1724.6825 | 1724.6825 | 1724.6825 | 1724.6825 | 28.6729 | 24.5101 | 23.4888 | 23.4888 | 22.4676 | 21.4463 | 21.4463 | 21.4463 | 21.4463 | 21.4463 | 21.4463 | 0.1 |  |  |  |  | 0.50316 | 0.50316 | 0.50316 | 0.33563 | 0.38173 | 0.38173 | 0.38173 | 0.23387 | 0.52142 | 0.52142 | 0.52142 | 0.36767 | [120 empty] | 1 | 2.7963
* | EWNDON3B | Onshore Wind Class 3 Cost Category B |  | ELCWND | ELC | 2010 | 30 | 0.35761 | 31.536 | 0.3 | [9 empty] | 1.0025 |  | 2131.8829 | 1492.318 | 1921.3267 | 1916.5234 | 1911.7201 | 1906.9168 | 1902.1135 | 1902.1135 | 1902.1135 | 1902.1135 | 1902.1135 | 28.6729 | 24.5101 | 23.4888 | 23.4888 | 22.4676 | 21.4463 | 21.4463 | 21.4463 | 21.4463 | 21.4463 | 21.4463 | 0.1 |  |  |  |  | 0.50316 | 0.50316 | 0.50316 | 0.33563 | 0.38173 | 0.38173 | 0.38173 | 0.23387 | 0.52142 | 0.52142 | 0.52142 | 0.36767 | [120 empty] | 1 | 2.7963
* | EWNDON3C | Onshore Wind Class 3 Cost Category C |  | ELCWND | ELC | 2010 | 30 | 0.35761 | 31.536 | 0.3 | [9 empty] | 1.0936 |  | 2275.7121 | 1592.9985 | 2065.1559 | 2059.993 | 2054.8302 | 2049.6673 | 2044.5044 | 2044.5044 | 2044.5044 | 2044.5044 | 2044.5044 | 28.6729 | 24.5101 | 23.4888 | 23.4888 | 22.4676 | 21.4463 | 21.4463 | 21.4463 | 21.4463 | 21.4463 | 21.4463 | 0.1 |  |  |  |  | 0.50316 | 0.50316 | 0.50316 | 0.33563 | 0.38173 | 0.38173 | 0.38173 | 0.23387 | 0.52142 | 0.52142 | 0.52142 | 0.36767 | [120 empty] | 1 | 2.7963
* | EWNDON3D | Onshore Wind Class 3 Cost Category D |  | ELCWND | ELC | 2010 | 30 | 0.35761 | 31.536 | 0.3 | [9 empty] | 1.5044 |  | 2424.6188 | 1697.2332 | 2214.0626 | 2208.5275 | 2202.9923 | 2197.4572 | 2191.922 | 2191.922 | 2191.922 | 2191.922 | 2191.922 | 28.6729 | 24.5101 | 23.4888 | 23.4888 | 22.4676 | 21.4463 | 21.4463 | 21.4463 | 21.4463 | 21.4463 | 21.4463 | 0.1 |  |  |  |  | 0.50316 | 0.50316 | 0.50316 | 0.33563 | 0.38173 | 0.38173 | 0.38173 | 0.23387 | 0.52142 | 0.52142 | 0.52142 | 0.36767 | [120 empty] | 1 | 2.7963
* | EWNDON3E | Onshore Wind Class 3 Cost Category E |  | ELCWND | ELC | 2010 | 30 | 0.35761 | 31.536 | 0.3 | [9 empty] | 5.0722 |  | 2569.813 | 1798.8691 | 2359.2568 | 2353.3587 | 2347.4605 | 2341.5624 | 2335.6642 | 2335.6642 | 2335.6642 | 2335.6642 | 2335.6642 | 28.6729 | 24.5101 | 23.4888 | 23.4888 | 22.4676 | 21.4463 | 21.4463 | 21.4463 | 21.4463 | 21.4463 | 21.4463 | 0.1 |  |  |  |  | 0.50316 | 0.50316 | 0.50316 | 0.33563 | 0.38173 | 0.38173 | 0.38173 | 0.23387 | 0.52142 | 0.52142 | 0.52142 | 0.36767 | [120 empty] | 1 | 2.7963
* | EWNDON4A | Onshore Wind Class 4 Cost Category A |  | ELCWND | ELC | 2010 | 30 | 0.35761 | 31.536 | 0.3 | [9 empty] | 1.3028 |  | 1945.6214 | 1361.935 | 1735.0652 | 1730.7276 | 1726.3899 | 1722.0523 | 1717.7146 | 1717.7146 | 1717.7146 | 1717.7146 | 1717.7146 | 28.6729 | 24.5101 | 23.4888 | 23.4888 | 22.4676 | 21.4463 | 21.4463 | 21.4463 | 21.4463 | 21.4463 | 21.4463 | 0.1 |  |  |  |  | 0.53383 | 0.53383 | 0.53383 | 0.35609 | 0.40499 | 0.40499 | 0.40499 | 0.24813 | 0.5532 | 0.5532 | 0.5532 | 0.39008 | [120 empty] | 1 | 2.7963
* | EWNDON4B | Onshore Wind Class 4 Cost Category B |  | ELCWND | ELC | 2010 | 30 | 0.35761 | 31.536 | 0.3 | [9 empty] | 2.6678 |  | 2055.8259 | 1439.0781 | 1845.2697 | 1840.6565 | 1836.0433 | 1831.4302 | 1826.817 | 1826.817 | 1826.817 | 1826.817 | 1826.817 | 28.6729 | 24.5101 | 23.4888 | 23.4888 | 22.4676 | 21.4463 | 21.4463 | 21.4463 | 21.4463 | 21.4463 | 21.4463 | 0.1 |  |  |  |  | 0.53383 | 0.53383 | 0.53383 | 0.35609 | 0.40499 | 0.40499 | 0.40499 | 0.24813 | 0.5532 | 0.5532 | 0.5532 | 0.39008 | [120 empty] | 1 | 2.7963
* | EWNDON4C | Onshore Wind Class 4 Cost Category C |  | ELCWND | ELC | 2010 | 30 | 0.35761 | 31.536 | 0.3 | [9 empty] | 1.5207 |  | 2205.402 | 1543.7814 | 1994.8458 | 1989.8587 | 1984.8716 | 1979.8844 | 1974.8973 | 1974.8973 | 1974.8973 | 1974.8973 | 1974.8973 | 28.6729 | 24.5101 | 23.4888 | 23.4888 | 22.4676 | 21.4463 | 21.4463 | 21.4463 | 21.4463 | 21.4463 | 21.4463 | 0.1 |  |  |  |  | 0.53383 | 0.53383 | 0.53383 | 0.35609 | 0.40499 | 0.40499 | 0.40499 | 0.24813 | 0.5532 | 0.5532 | 0.5532 | 0.39008 | [120 empty] | 1 | 2.7963
* | EWNDON4D | Onshore Wind Class 4 Cost Category D |  | ELCWND | ELC | 2010 | 30 | 0.35761 | 31.536 | 0.3 | [9 empty] | 2.1096 |  | 2323.3177 | 1626.3224 | 2112.7615 | 2107.4796 | 2102.1977 | 2096.9158 | 2091.6339 | 2091.6339 | 2091.6339 | 2091.6339 | 2091.6339 | 28.6729 | 24.5101 | 23.4888 | 23.4888 | 22.4676 | 21.4463 | 21.4463 | 21.4463 | 21.4463 | 21.4463 | 21.4463 | 0.1 |  |  |  |  | 0.53383 | 0.53383 | 0.53383 | 0.35609 | 0.40499 | 0.40499 | 0.40499 | 0.24813 | 0.5532 | 0.5532 | 0.5532 | 0.39008 | [120 empty] | 1 | 2.7963
* | EWNDON4E | Onshore Wind Class 4 Cost Category E |  | ELCWND | ELC | 2010 | 30 | 0.35761 | 31.536 | 0.3 | [9 empty] | 2.8632 |  | 2486.3605 | 1740.4523 | 2275.8043 | 2270.1148 | 2264.4253 | 2258.7358 | 2253.0463 | 2253.0463 | 2253.0463 | 2253.0463 | 2253.0463 | 28.6729 | 24.5101 | 23.4888 | 23.4888 | 22.4676 | 21.4463 | 21.4463 | 21.4463 | 21.4463 | 21.4463 | 21.4463 | 0.1 |  |  |  |  | 0.53383 | 0.53383 | 0.53383 | 0.35609 | 0.40499 | 0.40499 | 0.40499 | 0.24813 | 0.5532 | 0.5532 | 0.5532 | 0.39008 | [120 empty] | 1 | 2.7963
* | EWNDON5A | Onshore Wind Class 5 Cost Category A |  | ELCWND | ELC | 2010 | 30 | 0.35761 | 31.536 | 0.3 | [9 empty] | 7.0496 |  | 1925.8792 | 1348.1155 | 1715.3231 | 1711.0348 | 1706.7464 | 1702.4581 | 1698.1698 | 1698.1698 | 1698.1698 | 1698.1698 | 1698.1698 | 28.6729 | 24.5101 | 23.4888 | 23.4888 | 22.4676 | 21.4463 | 21.4463 | 21.4463 | 21.4463 | 21.4463 | 21.4463 | 0.1 |  |  |  |  | 0.56965 | 0.56965 | 0.56965 | 0.37998 | 0.43217 | 0.43217 | 0.43217 | 0.26478 | 0.59032 | 0.59032 | 0.59032 | 0.41625 | [120 empty] | 1 | 2.7963
* | EWNDON5B | Onshore Wind Class 5 Cost Category B |  | ELCWND | ELC | 2010 | 30 | 0.35761 | 31.536 | 0.3 | [9 empty] | 6.9753 |  | 2103.9258 | 1472.7481 | 1893.3696 | 1888.6362 | 1883.9028 | 1879.1694 | 1874.4359 | 1874.4359 | 1874.4359 | 1874.4359 | 1874.4359 | 28.6729 | 24.5101 | 23.4888 | 23.4888 | 22.4676 | 21.4463 | 21.4463 | 21.4463 | 21.4463 | 21.4463 | 21.4463 | 0.1 |  |  |  |  | 0.56965 | 0.56965 | 0.56965 | 0.37998 | 0.43217 | 0.43217 | 0.43217 | 0.26478 | 0.59032 | 0.59032 | 0.59032 | 0.41625 | [120 empty] | 1 | 2.7963
* | EWNDON5C | Onshore Wind Class 5 Cost Category C |  | ELCWND | ELC | 2010 | 30 | 0.35761 | 31.536 | 0.3 | [9 empty] | 1.9146 |  | 2299.1883 | 1609.4318 | 2088.6322 | 2083.4106 | 2078.189 | 2072.9674 | 2067.7458 | 2067.7458 | 2067.7458 | 2067.7458 | 2067.7458 | 28.6729 | 24.5101 | 23.4888 | 23.4888 | 22.4676 | 21.4463 | 21.4463 | 21.4463 | 21.4463 | 21.4463 | 21.4463 | 0.1 |  |  |  |  | 0.56965 | 0.56965 | 0.56965 | 0.37998 | 0.43217 | 0.43217 | 0.43217 | 0.26478 | 0.59032 | 0.59032 | 0.59032 | 0.41625 | [120 empty] | 1 | 2.7963
* | EWNDON5D | Onshore Wind Class 5 Cost Category D |  | ELCWND | ELC | 2010 | 30 | 0.35761 | 31.536 | 0.3 | [9 empty] | 3.6795 |  | 2446.4951 | 1712.5465 | 2235.9389 | 2230.349 | 2224.7592 | 2219.1693 | 2213.5795 | 2213.5795 | 2213.5795 | 2213.5795 | 2213.5795 | 28.6729 | 24.5101 | 23.4888 | 23.4888 | 22.4676 | 21.4463 | 21.4463 | 21.4463 | 21.4463 | 21.4463 | 21.4463 | 0.1 |  |  |  |  | 0.56965 | 0.56965 | 0.56965 | 0.37998 | 0.43217 | 0.43217 | 0.43217 | 0.26478 | 0.59032 | 0.59032 | 0.59032 | 0.41625 | [120 empty] | 1 | 2.7963
* | EWNDON5E | Onshore Wind Class 5 Cost Category E |  | ELCWND | ELC | 2010 | 30 | 0.35761 | 31.536 | 0.3 | [9 empty] | 2.3473 |  | 2581.7801 | 1807.2461 | 2371.2239 | 2365.2958 | 2359.3678 | 2353.4397 | 2347.5117 | 2347.5117 | 2347.5117 | 2347.5117 | 2347.5117 | 28.6729 | 24.5101 | 23.4888 | 23.4888 | 22.4676 | 21.4463 | 21.4463 | 21.4463 | 21.4463 | 21.4463 | 21.4463 | 0.1 |  |  |  |  | 0.56965 | 0.56965 | 0.56965 | 0.37998 | 0.43217 | 0.43217 | 0.43217 | 0.26478 | 0.59032 | 0.59032 | 0.59032 | 0.41625 | [120 empty] | 1 | 2.7963
* | EWNDOFS1A | Offshore Shallow Wind Class 1 Cost Category A |  | ELCWND | ELC | 2015 | 30 | 0.35761 | 31.536 | 0.3 | [9 empty] | 0 |  | 3936.9472 | 2755.863 | 3850.2416 | 3657.7295 | 3465.2174 | 3272.7053 | 3080.1932 | 3080.1932 | 3080.1932 | 3080.1932 | 3080.1932 | 64.6978 | 64.6978 | 64.6978 | 64.6978 | 64.6978 | 64.6978 | 64.6978 | 64.6978 | 64.6978 | 64.6978 | 64.6978 | 0.1 |  |  |  |  | 0.3975 | 0.3975 | 0.3975 | 0.26516 | 0.30157 | 0.30157 | 0.30157 | 0.18476 | 0.41193 | 0.41193 | 0.41193 | 0.29046 | [120 empty] | 1 | 2.7963
* | EWNDOFS1B | Offshore Shallow Wind Class 1 Cost Category B |  | ELCWND | ELC | 2015 | 30 | 0.35761 | 31.536 | 0.3 | [9 empty] | 0 |  | 3936.9472 | 2755.863 | 3850.2416 | 3657.7295 | 3465.2174 | 3272.7053 | 3080.1932 | 3080.1932 | 3080.1932 | 3080.1932 | 3080.1932 | 64.6978 | 64.6978 | 64.6978 | 64.6978 | 64.6978 | 64.6978 | 64.6978 | 64.6978 | 64.6978 | 64.6978 | 64.6978 | 0.1 |  |  |  |  | 0.3975 | 0.3975 | 0.3975 | 0.26516 | 0.30157 | 0.30157 | 0.30157 | 0.18476 | 0.41193 | 0.41193 | 0.41193 | 0.29046 | [120 empty] | 1 | 2.7963
* | EWNDOFS1C | Offshore Shallow Wind Class 1 Cost Category C |  | ELCWND | ELC | 2015 | 30 | 0.35761 | 31.536 | 0.3 | [9 empty] | 0 |  | 3936.9472 | 2755.863 | 3850.2416 | 3657.7295 | 3465.2174 | 3272.7053 | 3080.1932 | 3080.1932 | 3080.1932 | 3080.1932 | 3080.1932 | 64.6978 | 64.6978 | 64.6978 | 64.6978 | 64.6978 | 64.6978 | 64.6978 | 64.6978 | 64.6978 | 64.6978 | 64.6978 | 0.1 |  |  |  |  | 0.3975 | 0.3975 | 0.3975 | 0.26516 | 0.30157 | 0.30157 | 0.30157 | 0.18476 | 0.41193 | 0.41193 | 0.41193 | 0.29046 | [120 empty] | 1 | 2.7963
* | EWNDOFS1D | Offshore Shallow Wind Class 1 Cost Category D |  | ELCWND | ELC | 2015 | 30 | 0.35761 | 31.536 | 0.3 | [9 empty] | 0 |  | 3936.9472 | 2755.863 | 3850.2416 | 3657.7295 | 3465.2174 | 3272.7053 | 3080.1932 | 3080.1932 | 3080.1932 | 3080.1932 | 3080.1932 | 64.6978 | 64.6978 | 64.6978 | 64.6978 | 64.6978 | 64.6978 | 64.6978 | 64.6978 | 64.6978 | 64.6978 | 64.6978 | 0.1 |  |  |  |  | 0.3975 | 0.3975 | 0.3975 | 0.26516 | 0.30157 | 0.30157 | 0.30157 | 0.18476 | 0.41193 | 0.41193 | 0.41193 | 0.29046 | [120 empty] | 1 | 2.7963
* | EWNDOFS1E | Offshore Shallow Wind Class 1 Cost Category E |  | ELCWND | ELC | 2015 | 30 | 0.35761 | 31.536 | 0.3 | [9 empty] | 0 |  | 3936.9472 | 2755.863 | 3850.2416 | 3657.7295 | 3465.2174 | 3272.7053 | 3080.1932 | 3080.1932 | 3080.1932 | 3080.1932 | 3080.1932 | 64.6978 | 64.6978 | 64.6978 | 64.6978 | 64.6978 | 64.6978 | 64.6978 | 64.6978 | 64.6978 | 64.6978 | 64.6978 | 0.1 |  |  |  |  | 0.3975 | 0.3975 | 0.3975 | 0.26516 | 0.30157 | 0.30157 | 0.30157 | 0.18476 | 0.41193 | 0.41193 | 0.41193 | 0.29046 | [120 empty] | 1 | 2.7963
* | EWNDOFS2A | Offshore Shallow Wind Class 2 Cost Category A |  | ELCWND | ELC | 2015 | 30 | 0.35761 | 31.536 | 0.3 | [9 empty] | 0 |  | 3936.9472 | 2755.863 | 3850.2416 | 3657.7295 | 3465.2174 | 3272.7053 | 3080.1932 | 3080.1932 | 3080.1932 | 3080.1932 | 3080.1932 | 64.6978 | 64.6978 | 64.6978 | 64.6978 | 64.6978 | 64.6978 | 64.6978 | 64.6978 | 64.6978 | 64.6978 | 64.6978 | 0.1 |  |  |  |  | 0.51244 | 0.51244 | 0.51244 | 0.34182 | 0.38877 | 0.38877 | 0.38877 | 0.23819 | 0.53104 | 0.53104 | 0.53104 | 0.37445 | [120 empty] | 1 | 2.7963
* | EWNDOFS2B | Offshore Shallow Wind Class 2 Cost Category B |  | ELCWND | ELC | 2015 | 30 | 0.35761 | 31.536 | 0.3 | [9 empty] | 0 |  | 3936.9472 | 2755.863 | 3850.2416 | 3657.7295 | 3465.2174 | 3272.7053 | 3080.1932 | 3080.1932 | 3080.1932 | 3080.1932 | 3080.1932 | 64.6978 | 64.6978 | 64.6978 | 64.6978 | 64.6978 | 64.6978 | 64.6978 | 64.6978 | 64.6978 | 64.6978 | 64.6978 | 0.1 |  |  |  |  | 0.51244 | 0.51244 | 0.51244 | 0.34182 | 0.38877 | 0.38877 | 0.38877 | 0.23819 | 0.53104 | 0.53104 | 0.53104 | 0.37445 | [120 empty] | 1 | 2.7963
* | EWNDOFS2C | Offshore Shallow Wind Class 2 Cost Category C |  | ELCWND | ELC | 2015 | 30 | 0.35761 | 31.536 | 0.3 | [9 empty] | 0 |  | 3936.9472 | 2755.863 | 3850.2416 | 3657.7295 | 3465.2174 | 3272.7053 | 3080.1932 | 3080.1932 | 3080.1932 | 3080.1932 | 3080.1932 | 64.6978 | 64.6978 | 64.6978 | 64.6978 | 64.6978 | 64.6978 | 64.6978 | 64.6978 | 64.6978 | 64.6978 | 64.6978 | 0.1 |  |  |  |  | 0.51244 | 0.51244 | 0.51244 | 0.34182 | 0.38877 | 0.38877 | 0.38877 | 0.23819 | 0.53104 | 0.53104 | 0.53104 | 0.37445 | [120 empty] | 1 | 2.7963
* | EWNDOFS2D | Offshore Shallow Wind Class 2 Cost Category D |  | ELCWND | ELC | 2015 | 30 | 0.35761 | 31.536 | 0.3 | [9 empty] | 0 |  | 3936.9472 | 2755.863 | 3850.2416 | 3657.7295 | 3465.2174 | 3272.7053 | 3080.1932 | 3080.1932 | 3080.1932 | 3080.1932 | 3080.1932 | 64.6978 | 64.6978 | 64.6978 | 64.6978 | 64.6978 | 64.6978 | 64.6978 | 64.6978 | 64.6978 | 64.6978 | 64.6978 | 0.1 |  |  |  |  | 0.51244 | 0.51244 | 0.51244 | 0.34182 | 0.38877 | 0.38877 | 0.38877 | 0.23819 | 0.53104 | 0.53104 | 0.53104 | 0.37445 | [120 empty] | 1 | 2.7963
* | EWNDOFS2E | Offshore Shallow Wind Class 2 Cost Category E |  | ELCWND | ELC | 2015 | 30 | 0.35761 | 31.536 | 0.3 | [9 empty] | 0 |  | 3936.9472 | 2755.863 | 3850.2416 | 3657.7295 | 3465.2174 | 3272.7053 | 3080.1932 | 3080.1932 | 3080.1932 | 3080.1932 | 3080.1932 | 64.6978 | 64.6978 | 64.6978 | 64.6978 | 64.6978 | 64.6978 | 64.6978 | 64.6978 | 64.6978 | 64.6978 | 64.6978 | 0.1 |  |  |  |  | 0.51244 | 0.51244 | 0.51244 | 0.34182 | 0.38877 | 0.38877 | 0.38877 | 0.23819 | 0.53104 | 0.53104 | 0.53104 | 0.37445 | [120 empty] | 1 | 2.7963
* | EWNDOFS3A | Offshore Shallow Wind Class 3 Cost Category A |  | ELCWND | ELC | 2015 | 30 | 0.35761 | 31.536 | 0.3 | [9 empty] | 0 |  | 3936.9472 | 2755.863 | 3850.2416 | 3657.7295 | 3465.2174 | 3272.7053 | 3080.1932 | 3080.1932 | 3080.1932 | 3080.1932 | 3080.1932 | 64.6978 | 64.6978 | 64.6978 | 64.6978 | 64.6978 | 64.6978 | 64.6978 | 64.6978 | 64.6978 | 64.6978 | 64.6978 | 0.1 |  |  |  |  | 0.55457 | 0.55457 | 0.55457 | 0.36993 | 0.42073 | 0.42073 | 0.42073 | 0.25777 | 0.5747 | 0.5747 | 0.5747 | 0.40524 | [120 empty] | 1 | 2.7963
* | EWNDOFS3B | Offshore Shallow Wind Class 3 Cost Category B |  | ELCWND | ELC | 2015 | 30 | 0.35761 | 31.536 | 0.3 | [9 empty] | 0 |  | 3936.9472 | 2755.863 | 3850.2416 | 3657.7295 | 3465.2174 | 3272.7053 | 3080.1932 | 3080.1932 | 3080.1932 | 3080.1932 | 3080.1932 | 64.6978 | 64.6978 | 64.6978 | 64.6978 | 64.6978 | 64.6978 | 64.6978 | 64.6978 | 64.6978 | 64.6978 | 64.6978 | 0.1 |  |  |  |  | 0.55457 | 0.55457 | 0.55457 | 0.36993 | 0.42073 | 0.42073 | 0.42073 | 0.25777 | 0.5747 | 0.5747 | 0.5747 | 0.40524 | [120 empty] | 1 | 2.7963
* | EWNDOFS3C | Offshore Shallow Wind Class 3 Cost Category C |  | ELCWND | ELC | 2015 | 30 | 0.35761 | 31.536 | 0.3 | [9 empty] | 0 |  | 3936.9472 | 2755.863 | 3850.2416 | 3657.7295 | 3465.2174 | 3272.7053 | 3080.1932 | 3080.1932 | 3080.1932 | 3080.1932 | 3080.1932 | 64.6978 | 64.6978 | 64.6978 | 64.6978 | 64.6978 | 64.6978 | 64.6978 | 64.6978 | 64.6978 | 64.6978 | 64.6978 | 0.1 |  |  |  |  | 0.55457 | 0.55457 | 0.55457 | 0.36993 | 0.42073 | 0.42073 | 0.42073 | 0.25777 | 0.5747 | 0.5747 | 0.5747 | 0.40524 | [120 empty] | 1 | 2.7963
* | EWNDOFS3D | Offshore Shallow Wind Class 3 Cost Category D |  | ELCWND | ELC | 2015 | 30 | 0.35761 | 31.536 | 0.3 | [9 empty] | 0 |  | 3936.9472 | 2755.863 | 3850.2416 | 3657.7295 | 3465.2174 | 3272.7053 | 3080.1932 | 3080.1932 | 3080.1932 | 3080.1932 | 3080.1932 | 64.6978 | 64.6978 | 64.6978 | 64.6978 | 64.6978 | 64.6978 | 64.6978 | 64.6978 | 64.6978 | 64.6978 | 64.6978 | 0.1 |  |  |  |  | 0.55457 | 0.55457 | 0.55457 | 0.36993 | 0.42073 | 0.42073 | 0.42073 | 0.25777 | 0.5747 | 0.5747 | 0.5747 | 0.40524 | [120 empty] | 1 | 2.7963
* | EWNDOFS3E | Offshore Shallow Wind Class 3 Cost Category E |  | ELCWND | ELC | 2015 | 30 | 0.35761 | 31.536 | 0.3 | [9 empty] | 0 |  | 3936.9472 | 2755.863 | 3850.2416 | 3657.7295 | 3465.2174 | 3272.7053 | 3080.1932 | 3080.1932 | 3080.1932 | 3080.1932 | 3080.1932 | 64.6978 | 64.6978 | 64.6978 | 64.6978 | 64.6978 | 64.6978 | 64.6978 | 64.6978 | 64.6978 | 64.6978 | 64.6978 | 0.1 |  |  |  |  | 0.55457 | 0.55457 | 0.55457 | 0.36993 | 0.42073 | 0.42073 | 0.42073 | 0.25777 | 0.5747 | 0.5747 | 0.5747 | 0.40524 | [120 empty] | 1 | 2.7963
* | EWNDOFS4A | Offshore Shallow Wind Class 4 Cost Category A |  | ELCWND | ELC | 2015 | 30 | 0.35761 | 31.536 | 0.3 | [9 empty] | 0 |  | 3936.9472 | 2755.863 | 3850.2416 | 3657.7295 | 3465.2174 | 3272.7053 | 3080.1932 | 3080.1932 | 3080.1932 | 3080.1932 | 3080.1932 | 64.6978 | 64.6978 | 64.6978 | 64.6978 | 64.6978 | 64.6978 | 64.6978 | 64.6978 | 64.6978 | 64.6978 | 64.6978 | 0.1 |  |  |  |  | 0.59477 | 0.59477 | 0.59477 | 0.39675 | 0.45123 | 0.45123 | 0.45123 | 0.27646 | 0.61636 | 0.61636 | 0.61636 | 0.43461 | [120 empty] | 1 | 2.7963
* | EWNDOFS4B | Offshore Shallow Wind Class 4 Cost Category B |  | ELCWND | ELC | 2015 | 30 | 0.35761 | 31.536 | 0.3 | [9 empty] | 0 |  | 3936.9472 | 2755.863 | 3850.2416 | 3657.7295 | 3465.2174 | 3272.7053 | 3080.1932 | 3080.1932 | 3080.1932 | 3080.1932 | 3080.1932 | 64.6978 | 64.6978 | 64.6978 | 64.6978 | 64.6978 | 64.6978 | 64.6978 | 64.6978 | 64.6978 | 64.6978 | 64.6978 | 0.1 |  |  |  |  | 0.59477 | 0.59477 | 0.59477 | 0.39675 | 0.45123 | 0.45123 | 0.45123 | 0.27646 | 0.61636 | 0.61636 | 0.61636 | 0.43461 | [120 empty] | 1 | 2.7963
* | EWNDOFS4C | Offshore Shallow Wind Class 4 Cost Category C |  | ELCWND | ELC | 2015 | 30 | 0.35761 | 31.536 | 0.3 | [9 empty] | 0 |  | 3936.9472 | 2755.863 | 3850.2416 | 3657.7295 | 3465.2174 | 3272.7053 | 3080.1932 | 3080.1932 | 3080.1932 | 3080.1932 | 3080.1932 | 64.6978 | 64.6978 | 64.6978 | 64.6978 | 64.6978 | 64.6978 | 64.6978 | 64.6978 | 64.6978 | 64.6978 | 64.6978 | 0.1 |  |  |  |  | 0.59477 | 0.59477 | 0.59477 | 0.39675 | 0.45123 | 0.45123 | 0.45123 | 0.27646 | 0.61636 | 0.61636 | 0.61636 | 0.43461 | [120 empty] | 1 | 2.7963
* | EWNDOFS4D | Offshore Shallow Wind Class 4 Cost Category D |  | ELCWND | ELC | 2015 | 30 | 0.35761 | 31.536 | 0.3 | [9 empty] | 0 |  | 3936.9472 | 2755.863 | 3850.2416 | 3657.7295 | 3465.2174 | 3272.7053 | 3080.1932 | 3080.1932 | 3080.1932 | 3080.1932 | 3080.1932 | 64.6978 | 64.6978 | 64.6978 | 64.6978 | 64.6978 | 64.6978 | 64.6978 | 64.6978 | 64.6978 | 64.6978 | 64.6978 | 0.1 |  |  |  |  | 0.59477 | 0.59477 | 0.59477 | 0.39675 | 0.45123 | 0.45123 | 0.45123 | 0.27646 | 0.61636 | 0.61636 | 0.61636 | 0.43461 | [120 empty] | 1 | 2.7963
* | EWNDOFS4E | Offshore Shallow Wind Class 4 Cost Category E |  | ELCWND | ELC | 2015 | 30 | 0.35761 | 31.536 | 0.3 | [9 empty] | 0 |  | 3936.9472 | 2755.863 | 3850.2416 | 3657.7295 | 3465.2174 | 3272.7053 | 3080.1932 | 3080.1932 | 3080.1932 | 3080.1932 | 3080.1932 | 64.6978 | 64.6978 | 64.6978 | 64.6978 | 64.6978 | 64.6978 | 64.6978 | 64.6978 | 64.6978 | 64.6978 | 64.6978 | 0.1 |  |  |  |  | 0.59477 | 0.59477 | 0.59477 | 0.39675 | 0.45123 | 0.45123 | 0.45123 | 0.27646 | 0.61636 | 0.61636 | 0.61636 | 0.43461 | [120 empty] | 1 | 2.7963
* | EWNDOFS5A | Offshore Shallow Wind Class 5 Cost Category A |  | ELCWND | ELC | 2015 | 30 | 0.35761 | 31.536 | 0.3 | [9 empty] | 0 |  | 3936.9472 | 2755.863 | 3850.2416 | 3657.7295 | 3465.2174 | 3272.7053 | 3080.1932 | 3080.1932 | 3080.1932 | 3080.1932 | 3080.1932 | 64.6978 | 64.6978 | 64.6978 | 64.6978 | 64.6978 | 64.6978 | 64.6978 | 64.6978 | 64.6978 | 64.6978 | 64.6978 | 0.1 |  |  |  |  | 0.64154 | 0.64154 | 0.64154 | 0.42795 | 0.48672 | 0.48672 | 0.48672 | 0.2982 | 0.66483 | 0.66483 | 0.66483 | 0.46879 | [120 empty] | 1 | 2.7963
* | EWNDOFS5B | Offshore Shallow Wind Class 5 Cost Category B |  | ELCWND | ELC | 2015 | 30 | 0.35761 | 31.536 | 0.3 | [9 empty] | 0 |  | 3936.9472 | 2755.863 | 3850.2416 | 3657.7295 | 3465.2174 | 3272.7053 | 3080.1932 | 3080.1932 | 3080.1932 | 3080.1932 | 3080.1932 | 64.6978 | 64.6978 | 64.6978 | 64.6978 | 64.6978 | 64.6978 | 64.6978 | 64.6978 | 64.6978 | 64.6978 | 64.6978 | 0.1 |  |  |  |  | 0.64154 | 0.64154 | 0.64154 | 0.42795 | 0.48672 | 0.48672 | 0.48672 | 0.2982 | 0.66483 | 0.66483 | 0.66483 | 0.46879 | [120 empty] | 1 | 2.7963
* | EWNDOFS5C | Offshore Shallow Wind Class 5 Cost Category C |  | ELCWND | ELC | 2015 | 30 | 0.35761 | 31.536 | 0.3 | [9 empty] | 0 |  | 3936.9472 | 2755.863 | 3850.2416 | 3657.7295 | 3465.2174 | 3272.7053 | 3080.1932 | 3080.1932 | 3080.1932 | 3080.1932 | 3080.1932 | 64.6978 | 64.6978 | 64.6978 | 64.6978 | 64.6978 | 64.6978 | 64.6978 | 64.6978 | 64.6978 | 64.6978 | 64.6978 | 0.1 |  |  |  |  | 0.64154 | 0.64154 | 0.64154 | 0.42795 | 0.48672 | 0.48672 | 0.48672 | 0.2982 | 0.66483 | 0.66483 | 0.66483 | 0.46879 | [120 empty] | 1 | 2.7963
* | EWNDOFS5D | Offshore Shallow Wind Class 5 Cost Category D |  | ELCWND | ELC | 2015 | 30 | 0.35761 | 31.536 | 0.3 | [9 empty] | 0 |  | 3936.9472 | 2755.863 | 3850.2416 | 3657.7295 | 3465.2174 | 3272.7053 | 3080.1932 | 3080.1932 | 3080.1932 | 3080.1932 | 3080.1932 | 64.6978 | 64.6978 | 64.6978 | 64.6978 | 64.6978 | 64.6978 | 64.6978 | 64.6978 | 64.6978 | 64.6978 | 64.6978 | 0.1 |  |  |  |  | 0.64154 | 0.64154 | 0.64154 | 0.42795 | 0.48672 | 0.48672 | 0.48672 | 0.2982 | 0.66483 | 0.66483 | 0.66483 | 0.46879 | [120 empty] | 1 | 2.7963
* | EWNDOFS5E | Offshore Shallow Wind Class 5 Cost Category E |  | ELCWND | ELC | 2015 | 30 | 0.35761 | 31.536 | 0.3 | [9 empty] | 0 |  | 3936.9472 | 2755.863 | 3850.2416 | 3657.7295 | 3465.2174 | 3272.7053 | 3080.1932 | 3080.1932 | 3080.1932 | 3080.1932 | 3080.1932 | 64.6978 | 64.6978 | 64.6978 | 64.6978 | 64.6978 | 64.6978 | 64.6978 | 64.6978 | 64.6978 | 64.6978 | 64.6978 | 0.1 |  |  |  |  | 0.64154 | 0.64154 | 0.64154 | 0.42795 | 0.48672 | 0.48672 | 0.48672 | 0.2982 | 0.66483 | 0.66483 | 0.66483 | 0.46879 | [120 empty] | 1 | 2.7963
* | EWNDOFD1A | Offshore Deep Wind Class 1 Cost Category A |  | ELCWND | ELC | 2015 | 30 | 0.35761 | 31.536 | 0.3 | [9 empty] | 0 |  | 3936.9472 | 2755.863 | 3850.2416 | 3657.7295 | 3465.2174 | 3272.7053 | 3080.1932 | 3080.1932 | 3080.1932 | 3080.1932 | 3080.1932 | 64.6978 | 64.6978 | 64.6978 | 64.6978 | 64.6978 | 64.6978 | 64.6978 | 64.6978 | 64.6978 | 64.6978 | 64.6978 | 0.1 |  |  |  |  | 0.46901 | 0.46901 | 0.46901 | 0.31286 | 0.35582 | 0.35582 | 0.35582 | 0.218 | 0.48604 | 0.48604 | 0.48604 | 0.34272 | [120 empty] | 1 | 2.7963
* | EWNDOFD1B | Offshore Deep Wind Class 1 Cost Category B |  | ELCWND | ELC | 2015 | 30 | 0.35761 | 31.536 | 0.3 | [9 empty] | 0 |  | 3936.9472 | 2755.863 | 3850.2416 | 3657.7295 | 3465.2174 | 3272.7053 | 3080.1932 | 3080.1932 | 3080.1932 | 3080.1932 | 3080.1932 | 64.6978 | 64.6978 | 64.6978 | 64.6978 | 64.6978 | 64.6978 | 64.6978 | 64.6978 | 64.6978 | 64.6978 | 64.6978 | 0.1 |  |  |  |  | 0.46901 | 0.46901 | 0.46901 | 0.31286 | 0.35582 | 0.35582 | 0.35582 | 0.218 | 0.48604 | 0.48604 | 0.48604 | 0.34272 | [120 empty] | 1 | 2.7963
* | EWNDOFD1C | Offshore Deep Wind Class 1 Cost Category C |  | ELCWND | ELC | 2015 | 30 | 0.35761 | 31.536 | 0.3 | [9 empty] | 0 |  | 3936.9472 | 2755.863 | 3850.2416 | 3657.7295 | 3465.2174 | 3272.7053 | 3080.1932 | 3080.1932 | 3080.1932 | 3080.1932 | 3080.1932 | 64.6978 | 64.6978 | 64.6978 | 64.6978 | 64.6978 | 64.6978 | 64.6978 | 64.6978 | 64.6978 | 64.6978 | 64.6978 | 0.1 |  |  |  |  | 0.46901 | 0.46901 | 0.46901 | 0.31286 | 0.35582 | 0.35582 | 0.35582 | 0.218 | 0.48604 | 0.48604 | 0.48604 | 0.34272 | [120 empty] | 1 | 2.7963
* | EWNDOFD1D | Offshore Deep Wind Class 1 Cost Category D |  | ELCWND | ELC | 2015 | 30 | 0.35761 | 31.536 | 0.3 | [9 empty] | 0 |  | 3936.9472 | 2755.863 | 3850.2416 | 3657.7295 | 3465.2174 | 3272.7053 | 3080.1932 | 3080.1932 | 3080.1932 | 3080.1932 | 3080.1932 | 64.6978 | 64.6978 | 64.6978 | 64.6978 | 64.6978 | 64.6978 | 64.6978 | 64.6978 | 64.6978 | 64.6978 | 64.6978 | 0.1 |  |  |  |  | 0.46901 | 0.46901 | 0.46901 | 0.31286 | 0.35582 | 0.35582 | 0.35582 | 0.218 | 0.48604 | 0.48604 | 0.48604 | 0.34272 | [120 empty] | 1 | 2.7963
* | EWNDOFD1E | Offshore Deep Wind Class 1 Cost Category E |  | ELCWND | ELC | 2015 | 30 | 0.35761 | 31.536 | 0.3 | [9 empty] | 0 |  | 3936.9472 | 2755.863 | 3850.2416 | 3657.7295 | 3465.2174 | 3272.7053 | 3080.1932 | 3080.1932 | 3080.1932 | 3080.1932 | 3080.1932 | 64.6978 | 64.6978 | 64.6978 | 64.6978 | 64.6978 | 64.6978 | 64.6978 | 64.6978 | 64.6978 | 64.6978 | 64.6978 | 0.1 |  |  |  |  | 0.46901 | 0.46901 | 0.46901 | 0.31286 | 0.35582 | 0.35582 | 0.35582 | 0.218 | 0.48604 | 0.48604 | 0.48604 | 0.34272 | [120 empty] | 1 | 2.7963
* | EWNDOFD2A | Offshore Deep Wind Class 2 Cost Category A |  | ELCWND | ELC | 2015 | 30 | 0.35761 | 31.536 | 0.3 | [9 empty] | 0 |  | 3936.9472 | 2755.863 | 3850.2416 | 3657.7295 | 3465.2174 | 3272.7053 | 3080.1932 | 3080.1932 | 3080.1932 | 3080.1932 | 3080.1932 | 64.6978 | 64.6978 | 64.6978 | 64.6978 | 64.6978 | 64.6978 | 64.6978 | 64.6978 | 64.6978 | 64.6978 | 64.6978 | 0.1 |  |  |  |  | 0.58537 | 0.58537 | 0.58537 | 0.39047 | 0.4441 | 0.4441 | 0.4441 | 0.27208 | 0.60661 | 0.60661 | 0.60661 | 0.42774 | [120 empty] | 1 | 2.7963
* | EWNDOFD2B | Offshore Deep Wind Class 2 Cost Category B |  | ELCWND | ELC | 2015 | 30 | 0.35761 | 31.536 | 0.3 | [9 empty] | 0 |  | 3936.9472 | 2755.863 | 3850.2416 | 3657.7295 | 3465.2174 | 3272.7053 | 3080.1932 | 3080.1932 | 3080.1932 | 3080.1932 | 3080.1932 | 64.6978 | 64.6978 | 64.6978 | 64.6978 | 64.6978 | 64.6978 | 64.6978 | 64.6978 | 64.6978 | 64.6978 | 64.6978 | 0.1 |  |  |  |  | 0.58537 | 0.58537 | 0.58537 | 0.39047 | 0.4441 | 0.4441 | 0.4441 | 0.27208 | 0.60661 | 0.60661 | 0.60661 | 0.42774 | [120 empty] | 1 | 2.7963
* | EWNDOFD2C | Offshore Deep Wind Class 2 Cost Category C |  | ELCWND | ELC | 2015 | 30 | 0.35761 | 31.536 | 0.3 | [9 empty] | 0 |  | 3936.9472 | 2755.863 | 3850.2416 | 3657.7295 | 3465.2174 | 3272.7053 | 3080.1932 | 3080.1932 | 3080.1932 | 3080.1932 | 3080.1932 | 64.6978 | 64.6978 | 64.6978 | 64.6978 | 64.6978 | 64.6978 | 64.6978 | 64.6978 | 64.6978 | 64.6978 | 64.6978 | 0.1 |  |  |  |  | 0.58537 | 0.58537 | 0.58537 | 0.39047 | 0.4441 | 0.4441 | 0.4441 | 0.27208 | 0.60661 | 0.60661 | 0.60661 | 0.42774 | [120 empty] | 1 | 2.7963
* | EWNDOFD2D | Offshore Deep Wind Class 2 Cost Category D |  | ELCWND | ELC | 2015 | 30 | 0.35761 | 31.536 | 0.3 | [9 empty] | 0 |  | 3936.9472 | 2755.863 | 3850.2416 | 3657.7295 | 3465.2174 | 3272.7053 | 3080.1932 | 3080.1932 | 3080.1932 | 3080.1932 | 3080.1932 | 64.6978 | 64.6978 | 64.6978 | 64.6978 | 64.6978 | 64.6978 | 64.6978 | 64.6978 | 64.6978 | 64.6978 | 64.6978 | 0.1 |  |  |  |  | 0.58537 | 0.58537 | 0.58537 | 0.39047 | 0.4441 | 0.4441 | 0.4441 | 0.27208 | 0.60661 | 0.60661 | 0.60661 | 0.42774 | [120 empty] | 1 | 2.7963
* | EWNDOFD2E | Offshore Deep Wind Class 2 Cost Category E |  | ELCWND | ELC | 2015 | 30 | 0.35761 | 31.536 | 0.3 | [9 empty] | 0 |  | 3936.9472 | 2755.863 | 3850.2416 | 3657.7295 | 3465.2174 | 3272.7053 | 3080.1932 | 3080.1932 | 3080.1932 | 3080.1932 | 3080.1932 | 64.6978 | 64.6978 | 64.6978 | 64.6978 | 64.6978 | 64.6978 | 64.6978 | 64.6978 | 64.6978 | 64.6978 | 64.6978 | 0.1 |  |  |  |  | 0.58537 | 0.58537 | 0.58537 | 0.39047 | 0.4441 | 0.4441 | 0.4441 | 0.27208 | 0.60661 | 0.60661 | 0.60661 | 0.42774 | [120 empty] | 1 | 2.7963
* | EWNDOFD3A | Offshore Deep Wind Class 3 Cost Category A |  | ELCWND | ELC | 2015 | 30 | 0.35761 | 31.536 | 0.3 | [9 empty] | 0 |  | 3936.9472 | 2755.863 | 3850.2416 | 3657.7295 | 3465.2174 | 3272.7053 | 3080.1932 | 3080.1932 | 3080.1932 | 3080.1932 | 3080.1932 | 64.6978 | 64.6978 | 64.6978 | 64.6978 | 64.6978 | 64.6978 | 64.6978 | 64.6978 | 64.6978 | 64.6978 | 64.6978 | 0.1 |  |  |  |  | 0.62441 | 0.62441 | 0.62441 | 0.41651 | 0.47372 | 0.47372 | 0.47372 | 0.29023 | 0.64707 | 0.64707 | 0.64707 | 0.45627 | [120 empty] | 1 | 2.7963
* | EWNDOFD3B | Offshore Deep Wind Class 3 Cost Category B |  | ELCWND | ELC | 2015 | 30 | 0.35761 | 31.536 | 0.3 | [9 empty] | 0 |  | 3936.9472 | 2755.863 | 3850.2416 | 3657.7295 | 3465.2174 | 3272.7053 | 3080.1932 | 3080.1932 | 3080.1932 | 3080.1932 | 3080.1932 | 64.6978 | 64.6978 | 64.6978 | 64.6978 | 64.6978 | 64.6978 | 64.6978 | 64.6978 | 64.6978 | 64.6978 | 64.6978 | 0.1 |  |  |  |  | 0.62441 | 0.62441 | 0.62441 | 0.41651 | 0.47372 | 0.47372 | 0.47372 | 0.29023 | 0.64707 | 0.64707 | 0.64707 | 0.45627 | [120 empty] | 1 | 2.7963
* | EWNDOFD3C | Offshore Deep Wind Class 3 Cost Category C |  | ELCWND | ELC | 2015 | 30 | 0.35761 | 31.536 | 0.3 | [9 empty] | 0 |  | 3936.9472 | 2755.863 | 3850.2416 | 3657.7295 | 3465.2174 | 3272.7053 | 3080.1932 | 3080.1932 | 3080.1932 | 3080.1932 | 3080.1932 | 64.6978 | 64.6978 | 64.6978 | 64.6978 | 64.6978 | 64.6978 | 64.6978 | 64.6978 | 64.6978 | 64.6978 | 64.6978 | 0.1 |  |  |  |  | 0.62441 | 0.62441 | 0.62441 | 0.41651 | 0.47372 | 0.47372 | 0.47372 | 0.29023 | 0.64707 | 0.64707 | 0.64707 | 0.45627 | [120 empty] | 1 | 2.7963
* | EWNDOFD3D | Offshore Deep Wind Class 3 Cost Category D |  | ELCWND | ELC | 2015 | 30 | 0.35761 | 31.536 | 0.3 | [9 empty] | 0 |  | 3936.9472 | 2755.863 | 3850.2416 | 3657.7295 | 3465.2174 | 3272.7053 | 3080.1932 | 3080.1932 | 3080.1932 | 3080.1932 | 3080.1932 | 64.6978 | 64.6978 | 64.6978 | 64.6978 | 64.6978 | 64.6978 | 64.6978 | 64.6978 | 64.6978 | 64.6978 | 64.6978 | 0.1 |  |  |  |  | 0.62441 | 0.62441 | 0.62441 | 0.41651 | 0.47372 | 0.47372 | 0.47372 | 0.29023 | 0.64707 | 0.64707 | 0.64707 | 0.45627 | [120 empty] | 1 | 2.7963
* | EWNDOFD3E | Offshore Deep Wind Class 3 Cost Category E |  | ELCWND | ELC | 2015 | 30 | 0.35761 | 31.536 | 0.3 | [9 empty] | 0 |  | 3936.9472 | 2755.863 | 3850.2416 | 3657.7295 | 3465.2174 | 3272.7053 | 3080.1932 | 3080.1932 | 3080.1932 | 3080.1932 | 3080.1932 | 64.6978 | 64.6978 | 64.6978 | 64.6978 | 64.6978 | 64.6978 | 64.6978 | 64.6978 | 64.6978 | 64.6978 | 64.6978 | 0.1 |  |  |  |  | 0.62441 | 0.62441 | 0.62441 | 0.41651 | 0.47372 | 0.47372 | 0.47372 | 0.29023 | 0.64707 | 0.64707 | 0.64707 | 0.45627 | [120 empty] | 1 | 2.7963
* | EWNDOFD4A | Offshore Deep Wind Class 4 Cost Category A |  | ELCWND | ELC | 2015 | 30 | 0.35761 | 31.536 | 0.3 | [9 empty] | 0 |  | 3936.9472 | 2755.863 | 3850.2416 | 3657.7295 | 3465.2174 | 3272.7053 | 3080.1932 | 3080.1932 | 3080.1932 | 3080.1932 | 3080.1932 | 64.6978 | 64.6978 | 64.6978 | 64.6978 | 64.6978 | 64.6978 | 64.6978 | 64.6978 | 64.6978 | 64.6978 | 64.6978 | 0.1 |  |  |  |  | 0.65623 | 0.65623 | 0.65623 | 0.43774 | 0.49786 | 0.49786 | 0.49786 | 0.30502 | 0.68005 | 0.68005 | 0.68005 | 0.47953 | [120 empty] | 1 | 2.7963
* | EWNDOFD4B | Offshore Deep Wind Class 4 Cost Category B |  | ELCWND | ELC | 2015 | 30 | 0.35761 | 31.536 | 0.3 | [9 empty] | 0 |  | 3936.9472 | 2755.863 | 3850.2416 | 3657.7295 | 3465.2174 | 3272.7053 | 3080.1932 | 3080.1932 | 3080.1932 | 3080.1932 | 3080.1932 | 64.6978 | 64.6978 | 64.6978 | 64.6978 | 64.6978 | 64.6978 | 64.6978 | 64.6978 | 64.6978 | 64.6978 | 64.6978 | 0.1 |  |  |  |  | 0.65623 | 0.65623 | 0.65623 | 0.43774 | 0.49786 | 0.49786 | 0.49786 | 0.30502 | 0.68005 | 0.68005 | 0.68005 | 0.47953 | [120 empty] | 1 | 2.7963
* | EWNDOFD4C | Offshore Deep Wind Class 4 Cost Category C |  | ELCWND | ELC | 2015 | 30 | 0.35761 | 31.536 | 0.3 | [9 empty] | 0 |  | 3936.9472 | 2755.863 | 3850.2416 | 3657.7295 | 3465.2174 | 3272.7053 | 3080.1932 | 3080.1932 | 3080.1932 | 3080.1932 | 3080.1932 | 64.6978 | 64.6978 | 64.6978 | 64.6978 | 64.6978 | 64.6978 | 64.6978 | 64.6978 | 64.6978 | 64.6978 | 64.6978 | 0.1 |  |  |  |  | 0.65623 | 0.65623 | 0.65623 | 0.43774 | 0.49786 | 0.49786 | 0.49786 | 0.30502 | 0.68005 | 0.68005 | 0.68005 | 0.47953 | [120 empty] | 1 | 2.7963
* | EWNDOFD4D | Offshore Deep Wind Class 4 Cost Category D |  | ELCWND | ELC | 2015 | 30 | 0.35761 | 31.536 | 0.3 | [9 empty] | 0 |  | 3936.9472 | 2755.863 | 3850.2416 | 3657.7295 | 3465.2174 | 3272.7053 | 3080.1932 | 3080.1932 | 3080.1932 | 3080.1932 | 3080.1932 | 64.6978 | 64.6978 | 64.6978 | 64.6978 | 64.6978 | 64.6978 | 64.6978 | 64.6978 | 64.6978 | 64.6978 | 64.6978 | 0.1 |  |  |  |  | 0.65623 | 0.65623 | 0.65623 | 0.43774 | 0.49786 | 0.49786 | 0.49786 | 0.30502 | 0.68005 | 0.68005 | 0.68005 | 0.47953 | [120 empty] | 1 | 2.7963
* | EWNDOFD4E | Offshore Deep Wind Class 4 Cost Category E |  | ELCWND | ELC | 2015 | 30 | 0.35761 | 31.536 | 0.3 | [9 empty] | 0 |  | 3936.9472 | 2755.863 | 3850.2416 | 3657.7295 | 3465.2174 | 3272.7053 | 3080.1932 | 3080.1932 | 3080.1932 | 3080.1932 | 3080.1932 | 64.6978 | 64.6978 | 64.6978 | 64.6978 | 64.6978 | 64.6978 | 64.6978 | 64.6978 | 64.6978 | 64.6978 | 64.6978 | 0.1 |  |  |  |  | 0.65623 | 0.65623 | 0.65623 | 0.43774 | 0.49786 | 0.49786 | 0.49786 | 0.30502 | 0.68005 | 0.68005 | 0.68005 | 0.47953 | [120 empty] | 1 | 2.7963
* | EWNDOFD5A | Offshore Deep Wind Class 5 Cost Category A |  | ELCWND | ELC | 2015 | 30 | 0.35761 | 31.536 | 0.3 | [9 empty] | 0 |  | 3936.9472 | 2755.863 | 3850.2416 | 3657.7295 | 3465.2174 | 3272.7053 | 3080.1932 | 3080.1932 | 3080.1932 | 3080.1932 | 3080.1932 | 64.6978 | 64.6978 | 64.6978 | 64.6978 | 64.6978 | 64.6978 | 64.6978 | 64.6978 | 64.6978 | 64.6978 | 64.6978 | 0.1 |  |  |  |  | 0.68071 | 0.68071 | 0.68071 | 0.45407 | 0.51643 | 0.51643 | 0.51643 | 0.3164 | 0.70542 | 0.70542 | 0.70542 | 0.49741 | [120 empty] | 1 | 2.7963
* | EWNDOFD5B | Offshore Deep Wind Class 5 Cost Category B |  | ELCWND | ELC | 2015 | 30 | 0.35761 | 31.536 | 0.3 | [9 empty] | 0 |  | 3936.9472 | 2755.863 | 3850.2416 | 3657.7295 | 3465.2174 | 3272.7053 | 3080.1932 | 3080.1932 | 3080.1932 | 3080.1932 | 3080.1932 | 64.6978 | 64.6978 | 64.6978 | 64.6978 | 64.6978 | 64.6978 | 64.6978 | 64.6978 | 64.6978 | 64.6978 | 64.6978 | 0.1 |  |  |  |  | 0.68071 | 0.68071 | 0.68071 | 0.45407 | 0.51643 | 0.51643 | 0.51643 | 0.3164 | 0.70542 | 0.70542 | 0.70542 | 0.49741 | [120 empty] | 1 | 2.7963
* | EWNDOFD5C | Offshore Deep Wind Class 5 Cost Category C |  | ELCWND | ELC | 2015 | 30 | 0.35761 | 31.536 | 0.3 | [9 empty] | 0 |  | 3936.9472 | 2755.863 | 3850.2416 | 3657.7295 | 3465.2174 | 3272.7053 | 3080.1932 | 3080.1932 | 3080.1932 | 3080.1932 | 3080.1932 | 64.6978 | 64.6978 | 64.6978 | 64.6978 | 64.6978 | 64.6978 | 64.6978 | 64.6978 | 64.6978 | 64.6978 | 64.6978 | 0.1 |  |  |  |  | 0.68071 | 0.68071 | 0.68071 | 0.45407 | 0.51643 | 0.51643 | 0.51643 | 0.3164 | 0.70542 | 0.70542 | 0.70542 | 0.49741 | [120 empty] | 1 | 2.7963
* | EWNDOFD5D | Offshore Deep Wind Class 5 Cost Category D |  | ELCWND | ELC | 2015 | 30 | 0.35761 | 31.536 | 0.3 | [9 empty] | 0 |  | 3936.9472 | 2755.863 | 3850.2416 | 3657.7295 | 3465.2174 | 3272.7053 | 3080.1932 | 3080.1932 | 3080.1932 | 3080.1932 | 3080.1932 | 64.6978 | 64.6978 | 64.6978 | 64.6978 | 64.6978 | 64.6978 | 64.6978 | 64.6978 | 64.6978 | 64.6978 | 64.6978 | 0.1 |  |  |  |  | 0.68071 | 0.68071 | 0.68071 | 0.45407 | 0.51643 | 0.51643 | 0.51643 | 0.3164 | 0.70542 | 0.70542 | 0.70542 | 0.49741 | [120 empty] | 1 | 2.7963
* | EWNDOFD5E | Offshore Deep Wind Class 5 Cost Category E |  | ELCWND | ELC | 2015 | 30 | 0.35761 | 31.536 | 0.3 | [9 empty] | 0 |  | 3936.9472 | 2755.863 | 3850.2416 | 3657.7295 | 3465.2174 | 3272.7053 | 3080.1932 | 3080.1932 | 3080.1932 | 3080.1932 | 3080.1932 | 64.6978 | 64.6978 | 64.6978 | 64.6978 | 64.6978 | 64.6978 | 64.6978 | 64.6978 | 64.6978 | 64.6978 | 64.6978 | 0.1 |  |  |  |  | 0.68071 | 0.68071 | 0.68071 | 0.45407 | 0.51643 | 0.51643 | 0.51643 | 0.3164 | 0.70542 | 0.70542 | 0.70542 | 0.49741 | [120 empty] | 1 | 2.7963
* | EWNDON1A | Onshore Wind Class 1 Cost Category A |  | ELCWND | ELC | 2010 | 30 | 0.35761 | 31.536 | 0.35 | [9 empty] | 24.1548 |  | 1892.6791 | 1324.8754 | 1682.1229 | 1677.9176 | 1673.7123 | 1669.507 | 1665.3017 | 1665.3017 | 1665.3017 | 1665.3017 | 1665.3017 | 28.6729 | 24.5101 | 23.4888 | 23.4888 | 22.4676 | 21.4463 | 21.4463 | 21.4463 | 21.4463 | 21.4463 | 21.4463 | 0.1 |  |  |  |  | 0.2326 | 0.2326 | 0.2326 | 0.30577 | 0.37313 | 0.37313 | 0.37313 | 0.51488 | 0.19117 | 0.19117 | 0.19117 | 0.20012 | [120 empty] | 1 | 2.7963
* | EWNDON1B | Onshore Wind Class 1 Cost Category B |  | ELCWND | ELC | 2010 | 30 | 0.35761 | 31.536 | 0.35 | [9 empty] | 17.2522 |  | 1985.2022 | 1389.6415 | 1774.646 | 1770.2094 | 1765.7728 | 1761.3362 | 1756.8996 | 1756.8996 | 1756.8996 | 1756.8996 | 1756.8996 | 28.6729 | 24.5101 | 23.4888 | 23.4888 | 22.4676 | 21.4463 | 21.4463 | 21.4463 | 21.4463 | 21.4463 | 21.4463 | 0.1 |  |  |  |  | 0.2326 | 0.2326 | 0.2326 | 0.30577 | 0.37313 | 0.37313 | 0.37313 | 0.51488 | 0.19117 | 0.19117 | 0.19117 | 0.20012 | [120 empty] | 1 | 2.7963
* | EWNDON1C | Onshore Wind Class 1 Cost Category C |  | ELCWND | ELC | 2010 | 30 | 0.35761 | 31.536 | 0.35 | [9 empty] | 15.3538 |  | 2092.3582 | 1464.6508 | 1881.8021 | 1877.0976 | 1872.3931 | 1867.6886 | 1862.984 | 1862.984 | 1862.984 | 1862.984 | 1862.984 | 28.6729 | 24.5101 | 23.4888 | 23.4888 | 22.4676 | 21.4463 | 21.4463 | 21.4463 | 21.4463 | 21.4463 | 21.4463 | 0.1 |  |  |  |  | 0.2326 | 0.2326 | 0.2326 | 0.30577 | 0.37313 | 0.37313 | 0.37313 | 0.51488 | 0.19117 | 0.19117 | 0.19117 | 0.20012 | [120 empty] | 1 | 2.7963
* | EWNDON1D | Onshore Wind Class 1 Cost Category D |  | ELCWND | ELC | 2010 | 30 | 0.35761 | 31.536 | 0.35 | [9 empty] | 6.3136 |  | 2301.7698 | 1611.2388 | 2091.2136 | 2085.9856 | 2080.7575 | 2075.5295 | 2070.3015 | 2070.3015 | 2070.3015 | 2070.3015 | 2070.3015 | 28.6729 | 24.5101 | 23.4888 | 23.4888 | 22.4676 | 21.4463 | 21.4463 | 21.4463 | 21.4463 | 21.4463 | 21.4463 | 0.1 |  |  |  |  | 0.2326 | 0.2326 | 0.2326 | 0.30577 | 0.37313 | 0.37313 | 0.37313 | 0.51488 | 0.19117 | 0.19117 | 0.19117 | 0.20012 | [120 empty] | 1 | 2.7963
* | EWNDON1E | Onshore Wind Class 1 Cost Category E |  | ELCWND | ELC | 2010 | 30 | 0.35761 | 31.536 | 0.35 | [9 empty] | 7.2881 |  | 2484.0248 | 1738.8173 | 2273.4686 | 2267.7849 | 2262.1013 | 2256.4176 | 2250.7339 | 2250.7339 | 2250.7339 | 2250.7339 | 2250.7339 | 28.6729 | 24.5101 | 23.4888 | 23.4888 | 22.4676 | 21.4463 | 21.4463 | 21.4463 | 21.4463 | 21.4463 | 21.4463 | 0.1 |  |  |  |  | 0.2326 | 0.2326 | 0.2326 | 0.30577 | 0.37313 | 0.37313 | 0.37313 | 0.51488 | 0.19117 | 0.19117 | 0.19117 | 0.20012 | [120 empty] | 1 | 2.7963
* | EWNDON2A | Onshore Wind Class 2 Cost Category A |  | ELCWND | ELC | 2010 | 30 | 0.35761 | 31.536 | 0.35 | [9 empty] | 1.6728 |  | 1873.3525 | 1311.3468 | 1662.7964 | 1658.6394 | 1654.4824 | 1650.3254 | 1646.1684 | 1646.1684 | 1646.1684 | 1646.1684 | 1646.1684 | 28.6729 | 24.5101 | 23.4888 | 23.4888 | 22.4676 | 21.4463 | 21.4463 | 21.4463 | 21.4463 | 21.4463 | 21.4463 | 0.1 |  |  |  |  | 0.27949 | 0.27949 | 0.27949 | 0.36741 | 0.44835 | 0.44835 | 0.44835 | 0.61868 | 0.22971 | 0.22971 | 0.22971 | 0.24046 | [120 empty] | 1 | 2.7963
* | EWNDON2B | Onshore Wind Class 2 Cost Category B |  | ELCWND | ELC | 2010 | 30 | 0.35761 | 31.536 | 0.35 | [9 empty] | 1.1027 |  | 1926.6076 | 1348.6253 | 1716.0515 | 1711.7613 | 1707.4712 | 1703.1811 | 1698.8909 | 1698.8909 | 1698.8909 | 1698.8909 | 1698.8909 | 28.6729 | 24.5101 | 23.4888 | 23.4888 | 22.4676 | 21.4463 | 21.4463 | 21.4463 | 21.4463 | 21.4463 | 21.4463 | 0.1 |  |  |  |  | 0.27949 | 0.27949 | 0.27949 | 0.36741 | 0.44835 | 0.44835 | 0.44835 | 0.61868 | 0.22971 | 0.22971 | 0.22971 | 0.24046 | [120 empty] | 1 | 2.7963
* | EWNDON2C | Onshore Wind Class 2 Cost Category C |  | ELCWND | ELC | 2010 | 30 | 0.35761 | 31.536 | 0.35 | [9 empty] | 0.9182 |  | 1968.212 | 1377.7484 | 1757.6558 | 1753.2616 | 1748.8675 | 1744.4734 | 1740.0792 | 1740.0792 | 1740.0792 | 1740.0792 | 1740.0792 | 28.6729 | 24.5101 | 23.4888 | 23.4888 | 22.4676 | 21.4463 | 21.4463 | 21.4463 | 21.4463 | 21.4463 | 21.4463 | 0.1 |  |  |  |  | 0.27949 | 0.27949 | 0.27949 | 0.36741 | 0.44835 | 0.44835 | 0.44835 | 0.61868 | 0.22971 | 0.22971 | 0.22971 | 0.24046 | [120 empty] | 1 | 2.7963
* | EWNDON2D | Onshore Wind Class 2 Cost Category D |  | ELCWND | ELC | 2010 | 30 | 0.35761 | 31.536 | 0.35 | [9 empty] | 0.6564 |  | 1994.6684 | 1396.2679 | 1784.1122 | 1779.652 | 1775.1917 | 1770.7314 | 1766.2711 | 1766.2711 | 1766.2711 | 1766.2711 | 1766.2711 | 28.6729 | 24.5101 | 23.4888 | 23.4888 | 22.4676 | 21.4463 | 21.4463 | 21.4463 | 21.4463 | 21.4463 | 21.4463 | 0.1 |  |  |  |  | 0.27949 | 0.27949 | 0.27949 | 0.36741 | 0.44835 | 0.44835 | 0.44835 | 0.61868 | 0.22971 | 0.22971 | 0.22971 | 0.24046 | [120 empty] | 1 | 2.7963
* | EWNDON2E | Onshore Wind Class 2 Cost Category E |  | ELCWND | ELC | 2010 | 30 | 0.35761 | 31.536 | 0.35 | [9 empty] | 0.4871 |  | 2045.5058 | 1431.8541 | 1834.9496 | 1830.3622 | 1825.7749 | 1821.1875 | 1816.6001 | 1816.6001 | 1816.6001 | 1816.6001 | 1816.6001 | 28.6729 | 24.5101 | 23.4888 | 23.4888 | 22.4676 | 21.4463 | 21.4463 | 21.4463 | 21.4463 | 21.4463 | 21.4463 | 0.1 |  |  |  |  | 0.27949 | 0.27949 | 0.27949 | 0.36741 | 0.44835 | 0.44835 | 0.44835 | 0.61868 | 0.22971 | 0.22971 | 0.22971 | 0.24046 | [120 empty] | 1 | 2.7963
* | EWNDON3A | Onshore Wind Class 3 Cost Category A |  | ELCWND | ELC | 2010 | 30 | 0.35761 | 31.536 | 0.35 | [9 empty] | 0.6058 |  | 1867.0543 | 1306.938 | 1656.4981 | 1652.3569 | 1648.2156 | 1644.0744 | 1639.9331 | 1639.9331 | 1639.9331 | 1639.9331 | 1639.9331 | 28.6729 | 24.5101 | 23.4888 | 23.4888 | 22.4676 | 21.4463 | 21.4463 | 21.4463 | 21.4463 | 21.4463 | 21.4463 | 0.1 |  |  |  |  | 0.30166 | 0.30166 | 0.30166 | 0.39655 | 0.48392 | 0.48392 | 0.48392 | 0.66775 | 0.24793 | 0.24793 | 0.24793 | 0.25953 | [120 empty] | 1 | 2.7963
* | EWNDON3B | Onshore Wind Class 3 Cost Category B |  | ELCWND | ELC | 2010 | 30 | 0.35761 | 31.536 | 0.35 | [9 empty] | 0.3043 |  | 1905.7809 | 1334.0467 | 1695.2248 | 1690.9867 | 1686.7486 | 1682.5106 | 1678.2725 | 1678.2725 | 1678.2725 | 1678.2725 | 1678.2725 | 28.6729 | 24.5101 | 23.4888 | 23.4888 | 22.4676 | 21.4463 | 21.4463 | 21.4463 | 21.4463 | 21.4463 | 21.4463 | 0.1 |  |  |  |  | 0.30166 | 0.30166 | 0.30166 | 0.39655 | 0.48392 | 0.48392 | 0.48392 | 0.66775 | 0.24793 | 0.24793 | 0.24793 | 0.25953 | [120 empty] | 1 | 2.7963
* | EWNDON3C | Onshore Wind Class 3 Cost Category C |  | ELCWND | ELC | 2010 | 30 | 0.35761 | 31.536 | 0.35 | [9 empty] | 0.1734 |  | 1936.0637 | 1355.2446 | 1725.5076 | 1721.1938 | 1716.88 | 1712.5663 | 1708.2525 | 1708.2525 | 1708.2525 | 1708.2525 | 1708.2525 | 28.6729 | 24.5101 | 23.4888 | 23.4888 | 22.4676 | 21.4463 | 21.4463 | 21.4463 | 21.4463 | 21.4463 | 21.4463 | 0.1 |  |  |  |  | 0.30166 | 0.30166 | 0.30166 | 0.39655 | 0.48392 | 0.48392 | 0.48392 | 0.66775 | 0.24793 | 0.24793 | 0.24793 | 0.25953 | [120 empty] | 1 | 2.7963
* | EWNDON3D | Onshore Wind Class 3 Cost Category D |  | ELCWND | ELC | 2010 | 30 | 0.35761 | 31.536 | 0.35 | [9 empty] | 0.5067 |  | 1968.0581 | 1377.6406 | 1757.5019 | 1753.1081 | 1748.7144 | 1744.3206 | 1739.9269 | 1739.9269 | 1739.9269 | 1739.9269 | 1739.9269 | 28.6729 | 24.5101 | 23.4888 | 23.4888 | 22.4676 | 21.4463 | 21.4463 | 21.4463 | 21.4463 | 21.4463 | 21.4463 | 0.1 |  |  |  |  | 0.30166 | 0.30166 | 0.30166 | 0.39655 | 0.48392 | 0.48392 | 0.48392 | 0.66775 | 0.24793 | 0.24793 | 0.24793 | 0.25953 | [120 empty] | 1 | 2.7963
* | EWNDON3E | Onshore Wind Class 3 Cost Category E |  | ELCWND | ELC | 2010 | 30 | 0.35761 | 31.536 | 0.35 | [9 empty] | 0.2454 |  | 2007.8546 | 1405.4982 | 1797.2984 | 1792.8052 | 1788.3119 | 1783.8187 | 1779.3254 | 1779.3254 | 1779.3254 | 1779.3254 | 1779.3254 | 28.6729 | 24.5101 | 23.4888 | 23.4888 | 22.4676 | 21.4463 | 21.4463 | 21.4463 | 21.4463 | 21.4463 | 21.4463 | 0.1 |  |  |  |  | 0.30166 | 0.30166 | 0.30166 | 0.39655 | 0.48392 | 0.48392 | 0.48392 | 0.66775 | 0.24793 | 0.24793 | 0.24793 | 0.25953 | [120 empty] | 1 | 2.7963
* | EWNDON4A | Onshore Wind Class 4 Cost Category A |  | ELCWND | ELC | 2010 | 30 | 0.35761 | 31.536 | 0.35 | [9 empty] | 0.0541 |  | 1854.6636 | 1298.2645 | 1644.1074 | 1639.9971 | 1635.8868 | 1631.7766 | 1627.6663 | 1627.6663 | 1627.6663 | 1627.6663 | 1627.6663 | 28.6729 | 24.5101 | 23.4888 | 23.4888 | 22.4676 | 21.4463 | 21.4463 | 21.4463 | 21.4463 | 21.4463 | 21.4463 | 0.1 |  |  |  |  | 0.32005 | 0.32005 | 0.32005 | 0.42072 | 0.51341 | 0.51341 | 0.51341 | 0.70845 | 0.26304 | 0.26304 | 0.26304 | 0.27535 | [120 empty] | 1 | 2.7963
* | EWNDON4B | Onshore Wind Class 4 Cost Category B |  | ELCWND | ELC | 2010 | 30 | 0.35761 | 31.536 | 0.35 | [9 empty] | 0.2039 |  | 1892.8483 | 1324.9938 | 1682.2921 | 1678.0864 | 1673.8807 | 1669.675 | 1665.4692 | 1665.4692 | 1665.4692 | 1665.4692 | 1665.4692 | 28.6729 | 24.5101 | 23.4888 | 23.4888 | 22.4676 | 21.4463 | 21.4463 | 21.4463 | 21.4463 | 21.4463 | 21.4463 | 0.1 |  |  |  |  | 0.32005 | 0.32005 | 0.32005 | 0.42072 | 0.51341 | 0.51341 | 0.51341 | 0.70845 | 0.26304 | 0.26304 | 0.26304 | 0.27535 | [120 empty] | 1 | 2.7963
* | EWNDON4C | Onshore Wind Class 4 Cost Category C |  | ELCWND | ELC | 2010 | 30 | 0.35761 | 31.536 | 0.35 | [9 empty] | 0.122 |  | 1936.3567 | 1355.4497 | 1725.8006 | 1721.4861 | 1717.1716 | 1712.8571 | 1708.5426 | 1708.5426 | 1708.5426 | 1708.5426 | 1708.5426 | 28.6729 | 24.5101 | 23.4888 | 23.4888 | 22.4676 | 21.4463 | 21.4463 | 21.4463 | 21.4463 | 21.4463 | 21.4463 | 0.1 |  |  |  |  | 0.32005 | 0.32005 | 0.32005 | 0.42072 | 0.51341 | 0.51341 | 0.51341 | 0.70845 | 0.26304 | 0.26304 | 0.26304 | 0.27535 | [120 empty] | 1 | 2.7963
* | EWNDON4D | Onshore Wind Class 4 Cost Category D |  | ELCWND | ELC | 2010 | 30 | 0.35761 | 31.536 | 0.35 | [9 empty] | 0.2584 |  | 1972.5927 | 1380.8149 | 1762.0365 | 1757.6315 | 1753.2264 | 1748.8213 | 1744.4162 | 1744.4162 | 1744.4162 | 1744.4162 | 1744.4162 | 28.6729 | 24.5101 | 23.4888 | 23.4888 | 22.4676 | 21.4463 | 21.4463 | 21.4463 | 21.4463 | 21.4463 | 21.4463 | 0.1 |  |  |  |  | 0.32005 | 0.32005 | 0.32005 | 0.42072 | 0.51341 | 0.51341 | 0.51341 | 0.70845 | 0.26304 | 0.26304 | 0.26304 | 0.27535 | [120 empty] | 1 | 2.7963
* | EWNDON4E | Onshore Wind Class 4 Cost Category E |  | ELCWND | ELC | 2010 | 30 | 0.35761 | 31.536 | 0.35 | [9 empty] | 0.084 |  | 2015.5524 | 1410.8867 | 1804.9963 | 1800.4838 | 1795.9713 | 1791.4588 | 1786.9463 | 1786.9463 | 1786.9463 | 1786.9463 | 1786.9463 | 28.6729 | 24.5101 | 23.4888 | 23.4888 | 22.4676 | 21.4463 | 21.4463 | 21.4463 | 21.4463 | 21.4463 | 21.4463 | 0.1 |  |  |  |  | 0.32005 | 0.32005 | 0.32005 | 0.42072 | 0.51341 | 0.51341 | 0.51341 | 0.70845 | 0.26304 | 0.26304 | 0.26304 | 0.27535 | [120 empty] | 1 | 2.7963
* | EWNDON5A | Onshore Wind Class 5 Cost Category A |  | ELCWND | ELC | 2010 | 30 | 0.35761 | 31.536 | 0.35 | [9 empty] | 0.1669 |  | 1857.0884 | 1299.9619 | 1646.5322 | 1642.4159 | 1638.2996 | 1634.1833 | 1630.0669 | 1630.0669 | 1630.0669 | 1630.0669 | 1630.0669 | 28.6729 | 24.5101 | 23.4888 | 23.4888 | 22.4676 | 21.4463 | 21.4463 | 21.4463 | 21.4463 | 21.4463 | 21.4463 | 0.1 |  |  |  |  | 0.34152 | 0.34152 | 0.34152 | 0.44895 | 0.54786 | 0.54786 | 0.54786 | 0.75599 | 0.28069 | 0.28069 | 0.28069 | 0.29383 | [120 empty] | 1 | 2.7963
* | EWNDON5B | Onshore Wind Class 5 Cost Category B |  | ELCWND | ELC | 2010 | 30 | 0.35761 | 31.536 | 0.35 | [9 empty] | 0.0877 |  | 1886.419 | 1320.4933 | 1675.8628 | 1671.6731 | 1667.4835 | 1663.2938 | 1659.1042 | 1659.1042 | 1659.1042 | 1659.1042 | 1659.1042 | 28.6729 | 24.5101 | 23.4888 | 23.4888 | 22.4676 | 21.4463 | 21.4463 | 21.4463 | 21.4463 | 21.4463 | 21.4463 | 0.1 |  |  |  |  | 0.34152 | 0.34152 | 0.34152 | 0.44895 | 0.54786 | 0.54786 | 0.54786 | 0.75599 | 0.28069 | 0.28069 | 0.28069 | 0.29383 | [120 empty] | 1 | 2.7963
* | EWNDON5C | Onshore Wind Class 5 Cost Category C |  | ELCWND | ELC | 2010 | 30 | 0.35761 | 31.536 | 0.35 | [9 empty] | 0.1706 |  | 1913.5922 | 1339.5146 | 1703.036 | 1698.7784 | 1694.5209 | 1690.2633 | 1686.0057 | 1686.0057 | 1686.0057 | 1686.0057 | 1686.0057 | 28.6729 | 24.5101 | 23.4888 | 23.4888 | 22.4676 | 21.4463 | 21.4463 | 21.4463 | 21.4463 | 21.4463 | 21.4463 | 0.1 |  |  |  |  | 0.34152 | 0.34152 | 0.34152 | 0.44895 | 0.54786 | 0.54786 | 0.54786 | 0.75599 | 0.28069 | 0.28069 | 0.28069 | 0.29383 | [120 empty] | 1 | 2.7963
* | EWNDON5D | Onshore Wind Class 5 Cost Category D |  | ELCWND | ELC | 2010 | 30 | 0.35761 | 31.536 | 0.35 | [9 empty] | 0.1948 |  | 1965.0253 | 1375.5177 | 1754.4692 | 1750.083 | 1745.6968 | 1741.3106 | 1736.9245 | 1736.9245 | 1736.9245 | 1736.9245 | 1736.9245 | 28.6729 | 24.5101 | 23.4888 | 23.4888 | 22.4676 | 21.4463 | 21.4463 | 21.4463 | 21.4463 | 21.4463 | 21.4463 | 0.1 |  |  |  |  | 0.34152 | 0.34152 | 0.34152 | 0.44895 | 0.54786 | 0.54786 | 0.54786 | 0.75599 | 0.28069 | 0.28069 | 0.28069 | 0.29383 | [120 empty] | 1 | 2.7963
* | EWNDON5E | Onshore Wind Class 5 Cost Category E |  | ELCWND | ELC | 2010 | 30 | 0.35761 | 31.536 | 0.35 | [9 empty] | 0.116 |  | 1994.7501 | 1396.325 | 1784.1939 | 1779.7334 | 1775.2729 | 1770.8124 | 1766.352 | 1766.352 | 1766.352 | 1766.352 | 1766.352 | 28.6729 | 24.5101 | 23.4888 | 23.4888 | 22.4676 | 21.4463 | 21.4463 | 21.4463 | 21.4463 | 21.4463 | 21.4463 | 0.1 |  |  |  |  | 0.34152 | 0.34152 | 0.34152 | 0.44895 | 0.54786 | 0.54786 | 0.54786 | 0.75599 | 0.28069 | 0.28069 | 0.28069 | 0.29383 | [120 empty] | 1 | 2.7963
* | EWNDOFS1A | Offshore Shallow Wind Class 1 Cost Category A |  | ELCWND | ELC | 2015 | 30 | 0.35761 | 31.536 | 0.35 | [9 empty] | 1.4596 |  | 3980.5166 | 2786.3616 | 3893.811 | 3699.1204 | 3504.4299 | 3309.7393 | 3115.0488 | 3115.0488 | 3115.0488 | 3115.0488 | 3115.0488 | 64.6978 | 64.6978 | 64.6978 | 64.6978 | 64.6978 | 64.6978 | 64.6978 | 64.6978 | 64.6978 | 64.6978 | 64.6978 | 0.1 |  |  |  |  | 0.23832 | 0.23832 | 0.23832 | 0.31328 | 0.3823 | 0.3823 | 0.3823 | 0.52753 | 0.19587 | 0.19587 | 0.19587 | 0.20503 | [120 empty] | 1 | 2.7963
* | EWNDOFS1B | Offshore Shallow Wind Class 1 Cost Category B |  | ELCWND | ELC | 2015 | 30 | 0.35761 | 31.536 | 0.35 | [9 empty] | 2.1302 |  | 4027.9406 | 2819.5584 | 3941.235 | 3744.1732 | 3547.1115 | 3350.0497 | 3152.988 | 3152.988 | 3152.988 | 3152.988 | 3152.988 | 64.6978 | 64.6978 | 64.6978 | 64.6978 | 64.6978 | 64.6978 | 64.6978 | 64.6978 | 64.6978 | 64.6978 | 64.6978 | 0.1 |  |  |  |  | 0.23832 | 0.23832 | 0.23832 | 0.31328 | 0.3823 | 0.3823 | 0.3823 | 0.52753 | 0.19587 | 0.19587 | 0.19587 | 0.20503 | [120 empty] | 1 | 2.7963
* | EWNDOFS1C | Offshore Shallow Wind Class 1 Cost Category C |  | ELCWND | ELC | 2015 | 30 | 0.35761 | 31.536 | 0.35 | [9 empty] | 3.8052 |  | 4077.9377 | 2854.5564 | 3991.2321 | 3791.6705 | 3592.1089 | 3392.5473 | 3192.9857 | 3192.9857 | 3192.9857 | 3192.9857 | 3192.9857 | 64.6978 | 64.6978 | 64.6978 | 64.6978 | 64.6978 | 64.6978 | 64.6978 | 64.6978 | 64.6978 | 64.6978 | 64.6978 | 0.1 |  |  |  |  | 0.23832 | 0.23832 | 0.23832 | 0.31328 | 0.3823 | 0.3823 | 0.3823 | 0.52753 | 0.19587 | 0.19587 | 0.19587 | 0.20503 | [120 empty] | 1 | 2.7963
* | EWNDOFS1D | Offshore Shallow Wind Class 1 Cost Category D |  | ELCWND | ELC | 2015 | 30 | 0.35761 | 31.536 | 0.35 | [9 empty] | 2.2722 |  | 4140.918 | 2898.6426 | 4054.2124 | 3851.5018 | 3648.7912 | 3446.0805 | 3243.3699 | 3243.3699 | 3243.3699 | 3243.3699 | 3243.3699 | 64.6978 | 64.6978 | 64.6978 | 64.6978 | 64.6978 | 64.6978 | 64.6978 | 64.6978 | 64.6978 | 64.6978 | 64.6978 | 0.1 |  |  |  |  | 0.23832 | 0.23832 | 0.23832 | 0.31328 | 0.3823 | 0.3823 | 0.3823 | 0.52753 | 0.19587 | 0.19587 | 0.19587 | 0.20503 | [120 empty] | 1 | 2.7963
* | EWNDOFS1E | Offshore Shallow Wind Class 1 Cost Category E |  | ELCWND | ELC | 2015 | 30 | 0.35761 | 31.536 | 0.35 | [9 empty] | 1.8822 |  | 4222.4261 | 2955.6983 | 4135.7204 | 3928.9344 | 3722.1484 | 3515.3624 | 3308.5763 | 3308.5763 | 3308.5763 | 3308.5763 | 3308.5763 | 64.6978 | 64.6978 | 64.6978 | 64.6978 | 64.6978 | 64.6978 | 64.6978 | 64.6978 | 64.6978 | 64.6978 | 64.6978 | 0.1 |  |  |  |  | 0.23832 | 0.23832 | 0.23832 | 0.31328 | 0.3823 | 0.3823 | 0.3823 | 0.52753 | 0.19587 | 0.19587 | 0.19587 | 0.20503 | [120 empty] | 1 | 2.7963
* | EWNDOFS2A | Offshore Shallow Wind Class 2 Cost Category A |  | ELCWND | ELC | 2015 | 30 | 0.35761 | 31.536 | 0.35 | [9 empty] | 0.4468 |  | 3996.0811 | 2797.2568 | 3909.3754 | 3713.9067 | 3518.4379 | 3322.9691 | 3127.5004 | 3127.5004 | 3127.5004 | 3127.5004 | 3127.5004 | 64.6978 | 64.6978 | 64.6978 | 64.6978 | 64.6978 | 64.6978 | 64.6978 | 64.6978 | 64.6978 | 64.6978 | 64.6978 | 0.1 |  |  |  |  | 0.30722 | 0.30722 | 0.30722 | 0.40386 | 0.49284 | 0.49284 | 0.49284 | 0.68007 | 0.2525 | 0.2525 | 0.2525 | 0.26432 | [120 empty] | 1 | 2.7963
* | EWNDOFS2B | Offshore Shallow Wind Class 2 Cost Category B |  | ELCWND | ELC | 2015 | 30 | 0.35761 | 31.536 | 0.35 | [9 empty] | 0.6388 |  | 4037.7548 | 2826.4284 | 3951.0492 | 3753.4967 | 3555.9443 | 3358.3918 | 3160.8394 | 3160.8394 | 3160.8394 | 3160.8394 | 3160.8394 | 64.6978 | 64.6978 | 64.6978 | 64.6978 | 64.6978 | 64.6978 | 64.6978 | 64.6978 | 64.6978 | 64.6978 | 64.6978 | 0.1 |  |  |  |  | 0.30722 | 0.30722 | 0.30722 | 0.40386 | 0.49284 | 0.49284 | 0.49284 | 0.68007 | 0.2525 | 0.2525 | 0.2525 | 0.26432 | [120 empty] | 1 | 2.7963
* | EWNDOFS2C | Offshore Shallow Wind Class 2 Cost Category C |  | ELCWND | ELC | 2015 | 30 | 0.35761 | 31.536 | 0.35 | [9 empty] | 1.0632 |  | 4079.345 | 2855.5415 | 3992.6393 | 3793.0074 | 3593.3754 | 3393.7434 | 3194.1115 | 3194.1115 | 3194.1115 | 3194.1115 | 3194.1115 | 64.6978 | 64.6978 | 64.6978 | 64.6978 | 64.6978 | 64.6978 | 64.6978 | 64.6978 | 64.6978 | 64.6978 | 64.6978 | 0.1 |  |  |  |  | 0.30722 | 0.30722 | 0.30722 | 0.40386 | 0.49284 | 0.49284 | 0.49284 | 0.68007 | 0.2525 | 0.2525 | 0.2525 | 0.26432 | [120 empty] | 1 | 2.7963
* | EWNDOFS2D | Offshore Shallow Wind Class 2 Cost Category D |  | ELCWND | ELC | 2015 | 30 | 0.35761 | 31.536 | 0.35 | [9 empty] | 0.865 |  | 4098.7477 | 2869.1234 | 4012.0421 | 3811.44 | 3610.8379 | 3410.2358 | 3209.6337 | 3209.6337 | 3209.6337 | 3209.6337 | 3209.6337 | 64.6978 | 64.6978 | 64.6978 | 64.6978 | 64.6978 | 64.6978 | 64.6978 | 64.6978 | 64.6978 | 64.6978 | 64.6978 | 0.1 |  |  |  |  | 0.30722 | 0.30722 | 0.30722 | 0.40386 | 0.49284 | 0.49284 | 0.49284 | 0.68007 | 0.2525 | 0.2525 | 0.2525 | 0.26432 | [120 empty] | 1 | 2.7963
* | EWNDOFS2E | Offshore Shallow Wind Class 2 Cost Category E |  | ELCWND | ELC | 2015 | 30 | 0.35761 | 31.536 | 0.35 | [9 empty] | 0.4358 |  | 4203.7257 | 2942.608 | 4117.0201 | 3911.1691 | 3705.3181 | 3499.4671 | 3293.6161 | 3293.6161 | 3293.6161 | 3293.6161 | 3293.6161 | 64.6978 | 64.6978 | 64.6978 | 64.6978 | 64.6978 | 64.6978 | 64.6978 | 64.6978 | 64.6978 | 64.6978 | 64.6978 | 0.1 |  |  |  |  | 0.30722 | 0.30722 | 0.30722 | 0.40386 | 0.49284 | 0.49284 | 0.49284 | 0.68007 | 0.2525 | 0.2525 | 0.2525 | 0.26432 | [120 empty] | 1 | 2.7963
* | EWNDOFS3A | Offshore Shallow Wind Class 3 Cost Category A |  | ELCWND | ELC | 2015 | 30 | 0.35761 | 31.536 | 0.35 | [9 empty] | 0.0994 |  | 3991.2527 | 2793.8769 | 3904.5471 | 3709.3197 | 3514.0924 | 3318.865 | 3123.6377 | 3123.6377 | 3123.6377 | 3123.6377 | 3123.6377 | 64.6978 | 64.6978 | 64.6978 | 64.6978 | 64.6978 | 64.6978 | 64.6978 | 64.6978 | 64.6978 | 64.6978 | 64.6978 | 0.1 |  |  |  |  | 0.33248 | 0.33248 | 0.33248 | 0.43707 | 0.53336 | 0.53336 | 0.53336 | 0.73598 | 0.27326 | 0.27326 | 0.27326 | 0.28605 | [120 empty] | 1 | 2.7963
* | EWNDOFS3B | Offshore Shallow Wind Class 3 Cost Category B |  | ELCWND | ELC | 2015 | 30 | 0.35761 | 31.536 | 0.35 | [9 empty] | 0.0626 |  | 4022.6368 | 2815.8458 | 3935.9312 | 3739.1346 | 3542.338 | 3345.5415 | 3148.7449 | 3148.7449 | 3148.7449 | 3148.7449 | 3148.7449 | 64.6978 | 64.6978 | 64.6978 | 64.6978 | 64.6978 | 64.6978 | 64.6978 | 64.6978 | 64.6978 | 64.6978 | 64.6978 | 0.1 |  |  |  |  | 0.33248 | 0.33248 | 0.33248 | 0.43707 | 0.53336 | 0.53336 | 0.53336 | 0.73598 | 0.27326 | 0.27326 | 0.27326 | 0.28605 | [120 empty] | 1 | 2.7963
* | EWNDOFS3C | Offshore Shallow Wind Class 3 Cost Category C |  | ELCWND | ELC | 2015 | 30 | 0.35761 | 31.536 | 0.35 | [9 empty] | 0.0906 |  | 4044.3598 | 2831.0519 | 3957.6542 | 3759.7715 | 3561.8888 | 3364.0061 | 3166.1233 | 3166.1233 | 3166.1233 | 3166.1233 | 3166.1233 | 64.6978 | 64.6978 | 64.6978 | 64.6978 | 64.6978 | 64.6978 | 64.6978 | 64.6978 | 64.6978 | 64.6978 | 64.6978 | 0.1 |  |  |  |  | 0.33248 | 0.33248 | 0.33248 | 0.43707 | 0.53336 | 0.53336 | 0.53336 | 0.73598 | 0.27326 | 0.27326 | 0.27326 | 0.28605 | [120 empty] | 1 | 2.7963
* | EWNDOFS3D | Offshore Shallow Wind Class 3 Cost Category D |  | ELCWND | ELC | 2015 | 30 | 0.35761 | 31.536 | 0.35 | [9 empty] | 0.0682 |  | 4082.1467 | 2857.5027 | 3995.441 | 3795.669 | 3595.8969 | 3396.1249 | 3196.3528 | 3196.3528 | 3196.3528 | 3196.3528 | 3196.3528 | 64.6978 | 64.6978 | 64.6978 | 64.6978 | 64.6978 | 64.6978 | 64.6978 | 64.6978 | 64.6978 | 64.6978 | 64.6978 | 0.1 |  |  |  |  | 0.33248 | 0.33248 | 0.33248 | 0.43707 | 0.53336 | 0.53336 | 0.53336 | 0.73598 | 0.27326 | 0.27326 | 0.27326 | 0.28605 | [120 empty] | 1 | 2.7963
* | EWNDOFS3E | Offshore Shallow Wind Class 3 Cost Category E |  | ELCWND | ELC | 2015 | 30 | 0.35761 | 31.536 | 0.35 | [9 empty] | 0.127 |  | 4153.3156 | 2907.3209 | 4066.6099 | 3863.2794 | 3659.949 | 3456.6185 | 3253.288 | 3253.288 | 3253.288 | 3253.288 | 3253.288 | 64.6978 | 64.6978 | 64.6978 | 64.6978 | 64.6978 | 64.6978 | 64.6978 | 64.6978 | 64.6978 | 64.6978 | 64.6978 | 0.1 |  |  |  |  | 0.33248 | 0.33248 | 0.33248 | 0.43707 | 0.53336 | 0.53336 | 0.53336 | 0.73598 | 0.27326 | 0.27326 | 0.27326 | 0.28605 | [120 empty] | 1 | 2.7963
* | EWNDOFS4A | Offshore Shallow Wind Class 4 Cost Category A |  | ELCWND | ELC | 2015 | 30 | 0.35761 | 31.536 | 0.35 | [9 empty] | 0.0484 |  | 3973.0092 | 2781.1064 | 3886.3035 | 3691.9884 | 3497.6732 | 3303.358 | 3109.0428 | 3109.0428 | 3109.0428 | 3109.0428 | 3109.0428 | 64.6978 | 64.6978 | 64.6978 | 64.6978 | 64.6978 | 64.6978 | 64.6978 | 64.6978 | 64.6978 | 64.6978 | 64.6978 | 0.1 |  |  |  |  | 0.35659 | 0.35659 | 0.35659 | 0.46875 | 0.57203 | 0.57203 | 0.57203 | 0.78934 | 0.29307 | 0.29307 | 0.29307 | 0.30679 | [120 empty] | 1 | 2.7963
* | EWNDOFS4B | Offshore Shallow Wind Class 4 Cost Category B |  | ELCWND | ELC | 2015 | 30 | 0.35761 | 31.536 | 0.35 | [9 empty] | 0.0972 |  | 4007.8677 | 2805.5074 | 3921.1621 | 3725.104 | 3529.0458 | 3332.9877 | 3136.9296 | 3136.9296 | 3136.9296 | 3136.9296 | 3136.9296 | 64.6978 | 64.6978 | 64.6978 | 64.6978 | 64.6978 | 64.6978 | 64.6978 | 64.6978 | 64.6978 | 64.6978 | 64.6978 | 0.1 |  |  |  |  | 0.35659 | 0.35659 | 0.35659 | 0.46875 | 0.57203 | 0.57203 | 0.57203 | 0.78934 | 0.29307 | 0.29307 | 0.29307 | 0.30679 | [120 empty] | 1 | 2.7963
* | EWNDOFS4C | Offshore Shallow Wind Class 4 Cost Category C |  | ELCWND | ELC | 2015 | 30 | 0.35761 | 31.536 | 0.35 | [9 empty] | 0.0706 |  | 4048.2534 | 2833.7774 | 3961.5478 | 3763.4704 | 3565.393 | 3367.3156 | 3169.2382 | 3169.2382 | 3169.2382 | 3169.2382 | 3169.2382 | 64.6978 | 64.6978 | 64.6978 | 64.6978 | 64.6978 | 64.6978 | 64.6978 | 64.6978 | 64.6978 | 64.6978 | 64.6978 | 0.1 |  |  |  |  | 0.35659 | 0.35659 | 0.35659 | 0.46875 | 0.57203 | 0.57203 | 0.57203 | 0.78934 | 0.29307 | 0.29307 | 0.29307 | 0.30679 | [120 empty] | 1 | 2.7963
* | EWNDOFS4D | Offshore Shallow Wind Class 4 Cost Category D |  | ELCWND | ELC | 2015 | 30 | 0.35761 | 31.536 | 0.35 | [9 empty] | 0.071 |  | 4086.2464 | 2860.3725 | 3999.5408 | 3799.5637 | 3599.5867 | 3399.6097 | 3199.6326 | 3199.6326 | 3199.6326 | 3199.6326 | 3199.6326 | 64.6978 | 64.6978 | 64.6978 | 64.6978 | 64.6978 | 64.6978 | 64.6978 | 64.6978 | 64.6978 | 64.6978 | 64.6978 | 0.1 |  |  |  |  | 0.35659 | 0.35659 | 0.35659 | 0.46875 | 0.57203 | 0.57203 | 0.57203 | 0.78934 | 0.29307 | 0.29307 | 0.29307 | 0.30679 | [120 empty] | 1 | 2.7963
* | EWNDOFS4E | Offshore Shallow Wind Class 4 Cost Category E |  | ELCWND | ELC | 2015 | 30 | 0.35761 | 31.536 | 0.35 | [9 empty] | 0.0652 |  | 4113.8421 | 2879.6895 | 4027.1364 | 3825.7796 | 3624.4228 | 3423.066 | 3221.7092 | 3221.7092 | 3221.7092 | 3221.7092 | 3221.7092 | 64.6978 | 64.6978 | 64.6978 | 64.6978 | 64.6978 | 64.6978 | 64.6978 | 64.6978 | 64.6978 | 64.6978 | 64.6978 | 0.1 |  |  |  |  | 0.35659 | 0.35659 | 0.35659 | 0.46875 | 0.57203 | 0.57203 | 0.57203 | 0.78934 | 0.29307 | 0.29307 | 0.29307 | 0.30679 | [120 empty] | 1 | 2.7963
* | EWNDOFS5A | Offshore Shallow Wind Class 5 Cost Category A |  | ELCWND | ELC | 2015 | 30 | 0.35761 | 31.536 | 0.35 | [9 empty] | 0.0032 |  | 3969.2214 | 2778.455 | 3882.5158 | 3688.39 | 3494.2642 | 3300.1384 | 3106.0126 | 3106.0126 | 3106.0126 | 3106.0126 | 3106.0126 | 64.6978 | 64.6978 | 64.6978 | 64.6978 | 64.6978 | 64.6978 | 64.6978 | 64.6978 | 64.6978 | 64.6978 | 64.6978 | 0.1 |  |  |  |  | 0.38463 | 0.38463 | 0.38463 | 0.50562 | 0.61701 | 0.61701 | 0.61701 | 0.85141 | 0.31612 | 0.31612 | 0.31612 | 0.33091 | [120 empty] | 1 | 2.7963
* | EWNDOFS5B | Offshore Shallow Wind Class 5 Cost Category B |  | ELCWND | ELC | 2015 | 30 | 0.35761 | 31.536 | 0.35 | [9 empty] | 0.0042 |  | 3971.3777 | 2779.9644 | 3884.6721 | 3690.4385 | 3496.2049 | 3301.9713 | 3107.7377 | 3107.7377 | 3107.7377 | 3107.7377 | 3107.7377 | 64.6978 | 64.6978 | 64.6978 | 64.6978 | 64.6978 | 64.6978 | 64.6978 | 64.6978 | 64.6978 | 64.6978 | 64.6978 | 0.1 |  |  |  |  | 0.38463 | 0.38463 | 0.38463 | 0.50562 | 0.61701 | 0.61701 | 0.61701 | 0.85141 | 0.31612 | 0.31612 | 0.31612 | 0.33091 | [120 empty] | 1 | 2.7963
* | EWNDOFS5C | Offshore Shallow Wind Class 5 Cost Category C |  | ELCWND | ELC | 2015 | 30 | 0.35761 | 31.536 | 0.35 | [9 empty] | 0.0032 |  | 3973.398 | 2781.3786 | 3886.6923 | 3692.3577 | 3498.0231 | 3303.6885 | 3109.3538 | 3109.3538 | 3109.3538 | 3109.3538 | 3109.3538 | 64.6978 | 64.6978 | 64.6978 | 64.6978 | 64.6978 | 64.6978 | 64.6978 | 64.6978 | 64.6978 | 64.6978 | 64.6978 | 0.1 |  |  |  |  | 0.38463 | 0.38463 | 0.38463 | 0.50562 | 0.61701 | 0.61701 | 0.61701 | 0.85141 | 0.31612 | 0.31612 | 0.31612 | 0.33091 | [120 empty] | 1 | 2.7963
* | EWNDOFS5D | Offshore Shallow Wind Class 5 Cost Category D |  | ELCWND | ELC | 2015 | 30 | 0.35761 | 31.536 | 0.35 | [9 empty] | 0.0032 |  | 3977.1592 | 2784.0115 | 3890.4536 | 3695.9309 | 3501.4082 | 3306.8855 | 3112.3629 | 3112.3629 | 3112.3629 | 3112.3629 | 3112.3629 | 64.6978 | 64.6978 | 64.6978 | 64.6978 | 64.6978 | 64.6978 | 64.6978 | 64.6978 | 64.6978 | 64.6978 | 64.6978 | 0.1 |  |  |  |  | 0.38463 | 0.38463 | 0.38463 | 0.50562 | 0.61701 | 0.61701 | 0.61701 | 0.85141 | 0.31612 | 0.31612 | 0.31612 | 0.33091 | [120 empty] | 1 | 2.7963
* | EWNDOFS5E | Offshore Shallow Wind Class 5 Cost Category E |  | ELCWND | ELC | 2015 | 30 | 0.35761 | 31.536 | 0.35 | [9 empty] | 0.0302 |  | 3986.2767 | 2790.3937 | 3899.571 | 3704.5925 | 3509.6139 | 3314.6354 | 3119.6568 | 3119.6568 | 3119.6568 | 3119.6568 | 3119.6568 | 64.6978 | 64.6978 | 64.6978 | 64.6978 | 64.6978 | 64.6978 | 64.6978 | 64.6978 | 64.6978 | 64.6978 | 64.6978 | 0.1 |  |  |  |  | 0.38463 | 0.38463 | 0.38463 | 0.50562 | 0.61701 | 0.61701 | 0.61701 | 0.85141 | 0.31612 | 0.31612 | 0.31612 | 0.33091 | [120 empty] | 1 | 2.7963
* | EWNDOFD1A | Offshore Deep Wind Class 1 Cost Category A |  | ELCWND | ELC | 2015 | 30 | 0.35761 | 31.536 | 0.35 | [9 empty] | 3.0786 |  | 4088.1711 | 2861.7198 | 4001.4655 | 3801.3922 | 3601.3189 | 3401.2457 | 3201.1724 | 3201.1724 | 3201.1724 | 3201.1724 | 3201.1724 | 64.6978 | 64.6978 | 64.6978 | 64.6978 | 64.6978 | 64.6978 | 64.6978 | 64.6978 | 64.6978 | 64.6978 | 64.6978 | 0.1 |  |  |  |  | 0.28119 | 0.28119 | 0.28119 | 0.36964 | 0.45108 | 0.45108 | 0.45108 | 0.62244 | 0.23111 | 0.23111 | 0.23111 | 0.24192 | [120 empty] | 1 | 2.7963
* | EWNDOFD1B | Offshore Deep Wind Class 1 Cost Category B |  | ELCWND | ELC | 2015 | 30 | 0.35761 | 31.536 | 0.35 | [9 empty] | 4.6616 |  | 4261.2465 | 2982.8725 | 4174.5408 | 3965.8138 | 3757.0867 | 3548.3597 | 3339.6326 | 3339.6326 | 3339.6326 | 3339.6326 | 3339.6326 | 64.6978 | 64.6978 | 64.6978 | 64.6978 | 64.6978 | 64.6978 | 64.6978 | 64.6978 | 64.6978 | 64.6978 | 64.6978 | 0.1 |  |  |  |  | 0.28119 | 0.28119 | 0.28119 | 0.36964 | 0.45108 | 0.45108 | 0.45108 | 0.62244 | 0.23111 | 0.23111 | 0.23111 | 0.24192 | [120 empty] | 1 | 2.7963
* | EWNDOFD1C | Offshore Deep Wind Class 1 Cost Category C |  | ELCWND | ELC | 2015 | 30 | 0.35761 | 31.536 | 0.35 | [9 empty] | 3.1828 |  | 4541.2379 | 3178.8666 | 4454.5323 | 4231.8057 | 4009.0791 | 3786.3524 | 3563.6258 | 3563.6258 | 3563.6258 | 3563.6258 | 3563.6258 | 64.6978 | 64.6978 | 64.6978 | 64.6978 | 64.6978 | 64.6978 | 64.6978 | 64.6978 | 64.6978 | 64.6978 | 64.6978 | 0.1 |  |  |  |  | 0.28119 | 0.28119 | 0.28119 | 0.36964 | 0.45108 | 0.45108 | 0.45108 | 0.62244 | 0.23111 | 0.23111 | 0.23111 | 0.24192 | [120 empty] | 1 | 2.7963
* | EWNDOFD1D | Offshore Deep Wind Class 1 Cost Category D |  | ELCWND | ELC | 2015 | 30 | 0.35761 | 31.536 | 0.35 | [9 empty] | 1.2666 |  | 4697.6732 | 3288.3713 | 4610.9676 | 4380.4192 | 4149.8708 | 3919.3224 | 3688.7741 | 3688.7741 | 3688.7741 | 3688.7741 | 3688.7741 | 64.6978 | 64.6978 | 64.6978 | 64.6978 | 64.6978 | 64.6978 | 64.6978 | 64.6978 | 64.6978 | 64.6978 | 64.6978 | 0.1 |  |  |  |  | 0.28119 | 0.28119 | 0.28119 | 0.36964 | 0.45108 | 0.45108 | 0.45108 | 0.62244 | 0.23111 | 0.23111 | 0.23111 | 0.24192 | [120 empty] | 1 | 2.7963
* | EWNDOFD1E | Offshore Deep Wind Class 1 Cost Category E |  | ELCWND | ELC | 2015 | 30 | 0.35761 | 31.536 | 0.35 | [9 empty] | 4.3704 |  | 4798.7495 | 3359.1247 | 4712.0439 | 4476.4417 | 4240.8395 | 4005.2373 | 3769.6351 | 3769.6351 | 3769.6351 | 3769.6351 | 3769.6351 | 64.6978 | 64.6978 | 64.6978 | 64.6978 | 64.6978 | 64.6978 | 64.6978 | 64.6978 | 64.6978 | 64.6978 | 64.6978 | 0.1 |  |  |  |  | 0.28119 | 0.28119 | 0.28119 | 0.36964 | 0.45108 | 0.45108 | 0.45108 | 0.62244 | 0.23111 | 0.23111 | 0.23111 | 0.24192 | [120 empty] | 1 | 2.7963
* | EWNDOFD2A | Offshore Deep Wind Class 2 Cost Category A |  | ELCWND | ELC | 2015 | 30 | 0.35761 | 31.536 | 0.35 | [9 empty] | 3.0786 |  | 4182.0383 | 2927.4268 | 4095.3327 | 3890.566 | 3685.7994 | 3481.0328 | 3276.2661 | 3276.2661 | 3276.2661 | 3276.2661 | 3276.2661 | 64.6978 | 64.6978 | 64.6978 | 64.6978 | 64.6978 | 64.6978 | 64.6978 | 64.6978 | 64.6978 | 64.6978 | 64.6978 | 0.1 |  |  |  |  | 0.35095 | 0.35095 | 0.35095 | 0.46134 | 0.56298 | 0.56298 | 0.56298 | 0.77685 | 0.28844 | 0.28844 | 0.28844 | 0.30193 | [120 empty] | 1 | 2.7963
* | EWNDOFD2B | Offshore Deep Wind Class 2 Cost Category B |  | ELCWND | ELC | 2015 | 30 | 0.35761 | 31.536 | 0.35 | [9 empty] | 4.6616 |  | 4324.8648 | 3027.4053 | 4238.1591 | 4026.2512 | 3814.3432 | 3602.4352 | 3390.5273 | 3390.5273 | 3390.5273 | 3390.5273 | 3390.5273 | 64.6978 | 64.6978 | 64.6978 | 64.6978 | 64.6978 | 64.6978 | 64.6978 | 64.6978 | 64.6978 | 64.6978 | 64.6978 | 0.1 |  |  |  |  | 0.35095 | 0.35095 | 0.35095 | 0.46134 | 0.56298 | 0.56298 | 0.56298 | 0.77685 | 0.28844 | 0.28844 | 0.28844 | 0.30193 | [120 empty] | 1 | 2.7963
* | EWNDOFD2C | Offshore Deep Wind Class 2 Cost Category C |  | ELCWND | ELC | 2015 | 30 | 0.35761 | 31.536 | 0.35 | [9 empty] | 3.1828 |  | 4551.2695 | 3185.8887 | 4464.5639 | 4241.3357 | 4018.1075 | 3794.8793 | 3571.6511 | 3571.6511 | 3571.6511 | 3571.6511 | 3571.6511 | 64.6978 | 64.6978 | 64.6978 | 64.6978 | 64.6978 | 64.6978 | 64.6978 | 64.6978 | 64.6978 | 64.6978 | 64.6978 | 0.1 |  |  |  |  | 0.35095 | 0.35095 | 0.35095 | 0.46134 | 0.56298 | 0.56298 | 0.56298 | 0.77685 | 0.28844 | 0.28844 | 0.28844 | 0.30193 | [120 empty] | 1 | 2.7963
* | EWNDOFD2D | Offshore Deep Wind Class 2 Cost Category D |  | ELCWND | ELC | 2015 | 30 | 0.35761 | 31.536 | 0.35 | [9 empty] | 1.2666 |  | 4689.881 | 3282.9167 | 4603.1753 | 4373.0166 | 4142.8578 | 3912.699 | 3682.5403 | 3682.5403 | 3682.5403 | 3682.5403 | 3682.5403 | 64.6978 | 64.6978 | 64.6978 | 64.6978 | 64.6978 | 64.6978 | 64.6978 | 64.6978 | 64.6978 | 64.6978 | 64.6978 | 0.1 |  |  |  |  | 0.35095 | 0.35095 | 0.35095 | 0.46134 | 0.56298 | 0.56298 | 0.56298 | 0.77685 | 0.28844 | 0.28844 | 0.28844 | 0.30193 | [120 empty] | 1 | 2.7963
* | EWNDOFD2E | Offshore Deep Wind Class 2 Cost Category E |  | ELCWND | ELC | 2015 | 30 | 0.35761 | 31.536 | 0.35 | [9 empty] | 4.3704 |  | 4787.0869 | 3350.9608 | 4700.3813 | 4465.3622 | 4230.3431 | 3995.3241 | 3760.305 | 3760.305 | 3760.305 | 3760.305 | 3760.305 | 64.6978 | 64.6978 | 64.6978 | 64.6978 | 64.6978 | 64.6978 | 64.6978 | 64.6978 | 64.6978 | 64.6978 | 64.6978 | 0.1 |  |  |  |  | 0.35095 | 0.35095 | 0.35095 | 0.46134 | 0.56298 | 0.56298 | 0.56298 | 0.77685 | 0.28844 | 0.28844 | 0.28844 | 0.30193 | [120 empty] | 1 | 2.7963
* | EWNDOFD3A | Offshore Deep Wind Class 3 Cost Category A |  | ELCWND | ELC | 2015 | 30 | 0.35761 | 31.536 | 0.35 | [9 empty] | 5.3028 |  | 4157.2525 | 2910.0768 | 4070.5469 | 3867.0196 | 3663.4922 | 3459.9649 | 3256.4375 | 3256.4375 | 3256.4375 | 3256.4375 | 3256.4375 | 64.6978 | 64.6978 | 64.6978 | 64.6978 | 64.6978 | 64.6978 | 64.6978 | 64.6978 | 64.6978 | 64.6978 | 64.6978 | 0.1 |  |  |  |  | 0.37435 | 0.37435 | 0.37435 | 0.49211 | 0.60053 | 0.60053 | 0.60053 | 0.82867 | 0.30768 | 0.30768 | 0.30768 | 0.32207 | [120 empty] | 1 | 2.7963
* | EWNDOFD3B | Offshore Deep Wind Class 3 Cost Category B |  | ELCWND | ELC | 2015 | 30 | 0.35761 | 31.536 | 0.35 | [9 empty] | 4.3164 |  | 4287.761 | 3001.4327 | 4201.0553 | 3991.0026 | 3780.9498 | 3570.897 | 3360.8443 | 3360.8443 | 3360.8443 | 3360.8443 | 3360.8443 | 64.6978 | 64.6978 | 64.6978 | 64.6978 | 64.6978 | 64.6978 | 64.6978 | 64.6978 | 64.6978 | 64.6978 | 64.6978 | 0.1 |  |  |  |  | 0.37435 | 0.37435 | 0.37435 | 0.49211 | 0.60053 | 0.60053 | 0.60053 | 0.82867 | 0.30768 | 0.30768 | 0.30768 | 0.32207 | [120 empty] | 1 | 2.7963
* | EWNDOFD3C | Offshore Deep Wind Class 3 Cost Category C |  | ELCWND | ELC | 2015 | 30 | 0.35761 | 31.536 | 0.35 | [9 empty] | 2.6062 |  | 4406.6678 | 3084.6675 | 4319.9622 | 4103.9641 | 3887.966 | 3671.9678 | 3455.9697 | 3455.9697 | 3455.9697 | 3455.9697 | 3455.9697 | 64.6978 | 64.6978 | 64.6978 | 64.6978 | 64.6978 | 64.6978 | 64.6978 | 64.6978 | 64.6978 | 64.6978 | 64.6978 | 0.1 |  |  |  |  | 0.37435 | 0.37435 | 0.37435 | 0.49211 | 0.60053 | 0.60053 | 0.60053 | 0.82867 | 0.30768 | 0.30768 | 0.30768 | 0.32207 | [120 empty] | 1 | 2.7963
* | EWNDOFD3D | Offshore Deep Wind Class 3 Cost Category D |  | ELCWND | ELC | 2015 | 30 | 0.35761 | 31.536 | 0.35 | [9 empty] | 3.1384 |  | 4650.2634 | 3255.1844 | 4563.5578 | 4335.3799 | 4107.202 | 3879.0241 | 3650.8462 | 3650.8462 | 3650.8462 | 3650.8462 | 3650.8462 | 64.6978 | 64.6978 | 64.6978 | 64.6978 | 64.6978 | 64.6978 | 64.6978 | 64.6978 | 64.6978 | 64.6978 | 64.6978 | 0.1 |  |  |  |  | 0.37435 | 0.37435 | 0.37435 | 0.49211 | 0.60053 | 0.60053 | 0.60053 | 0.82867 | 0.30768 | 0.30768 | 0.30768 | 0.32207 | [120 empty] | 1 | 2.7963
* | EWNDOFD3E | Offshore Deep Wind Class 3 Cost Category E |  | ELCWND | ELC | 2015 | 30 | 0.35761 | 31.536 | 0.35 | [9 empty] | 5.7582 |  | 4763.3773 | 3334.3641 | 4676.6717 | 4442.8381 | 4209.0045 | 3975.1709 | 3741.3373 | 3741.3373 | 3741.3373 | 3741.3373 | 3741.3373 | 64.6978 | 64.6978 | 64.6978 | 64.6978 | 64.6978 | 64.6978 | 64.6978 | 64.6978 | 64.6978 | 64.6978 | 64.6978 | 0.1 |  |  |  |  | 0.37435 | 0.37435 | 0.37435 | 0.49211 | 0.60053 | 0.60053 | 0.60053 | 0.82867 | 0.30768 | 0.30768 | 0.30768 | 0.32207 | [120 empty] | 1 | 2.7963
* | EWNDOFD4A | Offshore Deep Wind Class 4 Cost Category A |  | ELCWND | ELC | 2015 | 30 | 0.35761 | 31.536 | 0.35 | [9 empty] | 3.4622 |  | 4278.6102 | 2995.0271 | 4191.9045 | 3982.3093 | 3772.7141 | 3563.1189 | 3353.5236 | 3353.5236 | 3353.5236 | 3353.5236 | 3353.5236 | 64.6978 | 64.6978 | 64.6978 | 64.6978 | 64.6978 | 64.6978 | 64.6978 | 64.6978 | 64.6978 | 64.6978 | 64.6978 | 0.1 |  |  |  |  | 0.39343 | 0.39343 | 0.39343 | 0.51719 | 0.63114 | 0.63114 | 0.63114 | 0.8709 | 0.32336 | 0.32336 | 0.32336 | 0.33849 | [120 empty] | 1 | 2.7963
* | EWNDOFD4B | Offshore Deep Wind Class 4 Cost Category B |  | ELCWND | ELC | 2015 | 30 | 0.35761 | 31.536 | 0.35 | [9 empty] | 5.1288 |  | 4449.2172 | 3114.4521 | 4362.5116 | 4144.386 | 3926.2604 | 3708.1348 | 3490.0093 | 3490.0093 | 3490.0093 | 3490.0093 | 3490.0093 | 64.6978 | 64.6978 | 64.6978 | 64.6978 | 64.6978 | 64.6978 | 64.6978 | 64.6978 | 64.6978 | 64.6978 | 64.6978 | 0.1 |  |  |  |  | 0.39343 | 0.39343 | 0.39343 | 0.51719 | 0.63114 | 0.63114 | 0.63114 | 0.8709 | 0.32336 | 0.32336 | 0.32336 | 0.33849 | [120 empty] | 1 | 2.7963
* | EWNDOFD4C | Offshore Deep Wind Class 4 Cost Category C |  | ELCWND | ELC | 2015 | 30 | 0.35761 | 31.536 | 0.35 | [9 empty] | 2.0488 |  | 4620.3431 | 3234.2402 | 4533.6375 | 4306.9556 | 4080.2737 | 3853.5918 | 3626.91 | 3626.91 | 3626.91 | 3626.91 | 3626.91 | 64.6978 | 64.6978 | 64.6978 | 64.6978 | 64.6978 | 64.6978 | 64.6978 | 64.6978 | 64.6978 | 64.6978 | 64.6978 | 0.1 |  |  |  |  | 0.39343 | 0.39343 | 0.39343 | 0.51719 | 0.63114 | 0.63114 | 0.63114 | 0.8709 | 0.32336 | 0.32336 | 0.32336 | 0.33849 | [120 empty] | 1 | 2.7963
* | EWNDOFD4D | Offshore Deep Wind Class 4 Cost Category D |  | ELCWND | ELC | 2015 | 30 | 0.35761 | 31.536 | 0.35 | [9 empty] | 5.4916 |  | 4731.3224 | 3311.9257 | 4644.6168 | 4412.3859 | 4180.1551 | 3947.9242 | 3715.6934 | 3715.6934 | 3715.6934 | 3715.6934 | 3715.6934 | 64.6978 | 64.6978 | 64.6978 | 64.6978 | 64.6978 | 64.6978 | 64.6978 | 64.6978 | 64.6978 | 64.6978 | 64.6978 | 0.1 |  |  |  |  | 0.39343 | 0.39343 | 0.39343 | 0.51719 | 0.63114 | 0.63114 | 0.63114 | 0.8709 | 0.32336 | 0.32336 | 0.32336 | 0.33849 | [120 empty] | 1 | 2.7963
* | EWNDOFD4E | Offshore Deep Wind Class 4 Cost Category E |  | ELCWND | ELC | 2015 | 30 | 0.35761 | 31.536 | 0.35 | [9 empty] | 8.0918 |  | 4796.4962 | 3357.5474 | 4709.7906 | 4474.301 | 4238.8115 | 4003.322 | 3767.8325 | 3767.8325 | 3767.8325 | 3767.8325 | 3767.8325 | 64.6978 | 64.6978 | 64.6978 | 64.6978 | 64.6978 | 64.6978 | 64.6978 | 64.6978 | 64.6978 | 64.6978 | 64.6978 | 0.1 |  |  |  |  | 0.39343 | 0.39343 | 0.39343 | 0.51719 | 0.63114 | 0.63114 | 0.63114 | 0.8709 | 0.32336 | 0.32336 | 0.32336 | 0.33849 | [120 empty] | 1 | 2.7963
* | EWNDOFD5A | Offshore Deep Wind Class 5 Cost Category A |  | ELCWND | ELC | 2015 | 30 | 0.35761 | 31.536 | 0.35 | [9 empty] | 5.0932 |  | 4231.4077 | 2961.9854 | 4144.702 | 3937.4669 | 3730.2318 | 3522.9967 | 3315.7616 | 3315.7616 | 3315.7616 | 3315.7616 | 3315.7616 | 64.6978 | 64.6978 | 64.6978 | 64.6978 | 64.6978 | 64.6978 | 64.6978 | 64.6978 | 64.6978 | 64.6978 | 64.6978 | 0.1 |  |  |  |  | 0.40811 | 0.40811 | 0.40811 | 0.53649 | 0.65469 | 0.65469 | 0.65469 | 0.90339 | 0.33542 | 0.33542 | 0.33542 | 0.35112 | [120 empty] | 1 | 2.7963
* | EWNDOFD5B | Offshore Deep Wind Class 5 Cost Category B |  | ELCWND | ELC | 2015 | 30 | 0.35761 | 31.536 | 0.35 | [9 empty] | 8.4412 |  | 4378.0274 | 3064.6192 | 4291.3218 | 4076.7557 | 3862.1896 | 3647.6235 | 3433.0574 | 3433.0574 | 3433.0574 | 3433.0574 | 3433.0574 | 64.6978 | 64.6978 | 64.6978 | 64.6978 | 64.6978 | 64.6978 | 64.6978 | 64.6978 | 64.6978 | 64.6978 | 64.6978 | 0.1 |  |  |  |  | 0.40811 | 0.40811 | 0.40811 | 0.53649 | 0.65469 | 0.65469 | 0.65469 | 0.90339 | 0.33542 | 0.33542 | 0.33542 | 0.35112 | [120 empty] | 1 | 2.7963
* | EWNDOFD5C | Offshore Deep Wind Class 5 Cost Category C |  | ELCWND | ELC | 2015 | 30 | 0.35761 | 31.536 | 0.35 | [9 empty] | 11.5018 |  | 4503.738 | 3152.6166 | 4417.0323 | 4196.1807 | 3975.3291 | 3754.4775 | 3533.6259 | 3533.6259 | 3533.6259 | 3533.6259 | 3533.6259 | 64.6978 | 64.6978 | 64.6978 | 64.6978 | 64.6978 | 64.6978 | 64.6978 | 64.6978 | 64.6978 | 64.6978 | 64.6978 | 0.1 |  |  |  |  | 0.40811 | 0.40811 | 0.40811 | 0.53649 | 0.65469 | 0.65469 | 0.65469 | 0.90339 | 0.33542 | 0.33542 | 0.33542 | 0.35112 | [120 empty] | 1 | 2.7963
* | EWNDOFD5D | Offshore Deep Wind Class 5 Cost Category D |  | ELCWND | ELC | 2015 | 30 | 0.35761 | 31.536 | 0.35 | [9 empty] | 5.2388 |  | 4618.7451 | 3233.1216 | 4532.0395 | 4305.4375 | 4078.8355 | 3852.2336 | 3625.6316 | 3625.6316 | 3625.6316 | 3625.6316 | 3625.6316 | 64.6978 | 64.6978 | 64.6978 | 64.6978 | 64.6978 | 64.6978 | 64.6978 | 64.6978 | 64.6978 | 64.6978 | 64.6978 | 0.1 |  |  |  |  | 0.40811 | 0.40811 | 0.40811 | 0.53649 | 0.65469 | 0.65469 | 0.65469 | 0.90339 | 0.33542 | 0.33542 | 0.33542 | 0.35112 | [120 empty] | 1 | 2.7963
* | EWNDOFD5E | Offshore Deep Wind Class 5 Cost Category E |  | ELCWND | ELC | 2015 | 30 | 0.35761 | 31.536 | 0.35 | [9 empty] | 4.5818 |  | 4765.8143 | 3336.07 | 4679.1087 | 4445.1533 | 4211.1978 | 3977.2424 | 3743.2869 | 3743.2869 | 3743.2869 | 3743.2869 | 3743.2869 | 64.6978 | 64.6978 | 64.6978 | 64.6978 | 64.6978 | 64.6978 | 64.6978 | 64.6978 | 64.6978 | 64.6978 | 64.6978 | 0.1 |  |  |  |  | 0.40811 | 0.40811 | 0.40811 | 0.53649 | 0.65469 | 0.65469 | 0.65469 | 0.90339 | 0.33542 | 0.33542 | 0.33542 | 0.35112 | [120 empty] | 1 | 2.7963

## ANSv6.0-ConstrData (hidden)
ANSWER-ConstrData
| ConstrName | ConstrDesc | Units | TechName

## ANSv6.0-TechData (hidden)
ANSWER-TechData
| TechName | TechDesc | Units | CommIN | CommOUT

## ANSv6.0-CommData (hidden)
ANSWER-CommData
| CommName | CommDesc | Units

## ANSv6.0-Constraints (hidden)
ANSWER-Constraints
| ConstrName | ConstrDesc | Units | Set Memberships | Comment