## GHG-SUP
~TFM_INS
TimeSlice | LimType | Attribute | Year | Other_Indexes | Pset_PN | PSET_CI | PSET_CO | Pset_PD | Cset_CN | AllRegions | R0 | R1 | R2 | R3 | R4 | R5 | R6
|  | FLO_EMIS | 2010 | ACT | SECC* |  | C* |  | CO2 |  | R0: #REF!
|  | FLO_EMIS | 2015 | ACT | SECC* |  | C* |  | CO2 |  | R0: #REF!
|  | FLO_EMIS | 2020 | ACT | SECC* |  | C* |  | CO2 |  | R0: #REF!
|  | FLO_EMIS | 2055 | ACT | SECC* |  | C* |  | CO2 |  | R0: #REF!
|  | FLO_EMIS | 2010 | ACT | SECC* |  | C* |  | VOC |  | R0: #REF!
|  | FLO_EMIS | 2015 | ACT | SECC* |  | C* |  | VOC |  | R0: #REF!
|  | FLO_EMIS | 2020 | ACT | SECC* |  | C* |  | VOC |  | R0: #REF!
|  | FLO_EMIS | 2055 | ACT | SECC* |  | C* |  | VOC |  | R0: #REF!
|  | FLO_EMIS | 2010 | ACT | SECC* |  | C* |  | CO |  | R0: #REF!
|  | FLO_EMIS | 2015 | ACT | SECC* |  | C* |  | CO |  | R0: #REF!
|  | FLO_EMIS | 2020 | ACT | SECC* |  | C* |  | CO |  | R0: #REF!
|  | FLO_EMIS | 2055 | ACT | SECC* |  | C* |  | CO |  | R0: #REF!
|  | FLO_EMIS | 2010 | ACT | SECC* |  | C* |  | NOX |  | R0: #REF!
|  | FLO_EMIS | 2015 | ACT | SECC* |  | C* |  | NOX |  | R0: #REF!
|  | FLO_EMIS | 2020 | ACT | SECC* |  | C* |  | NOX |  | R0: #REF!
|  | FLO_EMIS | 2055 | ACT | SECC* |  | C* |  | NOX |  | R0: #REF!
|  | FLO_EMIS | 2010 | ACT | SECC* |  | C* |  | PM10 |  | R0: #REF!
|  | FLO_EMIS | 2015 | ACT | SECC* |  | C* |  | PM10 |  | R0: #REF!
|  | FLO_EMIS | 2020 | ACT | SECC* |  | C* |  | PM10 |  | R0: #REF!
|  | FLO_EMIS | 2055 | ACT | SECC* |  | C* |  | PM10 |  | R0: #REF!
|  | FLO_EMIS | 2010 | ACT | SECC* |  | C* |  | PM25 |  | R0: #REF!
|  | FLO_EMIS | 2015 | ACT | SECC* |  | C* |  | PM25 |  | R0: #REF!
|  | FLO_EMIS | 2020 | ACT | SECC* |  | C* |  | PM25 |  | R0: #REF!
|  | FLO_EMIS | 2055 | ACT | SECC* |  | C* |  | PM25 |  | R0: #REF!
|  | FLO_EMIS | 2010 | ACT | SECC* |  | C* |  | SO2 |  | R0: #REF!
|  | FLO_EMIS | 2015 | ACT | SECC* |  | C* |  | SO2 |  | R0: #REF!
|  | FLO_EMIS | 2020 | ACT | SECC* |  | C* |  | SO2 |  | R0: #REF!
|  | FLO_EMIS | 2055 | ACT | SECC* |  | C* |  | SO2 |  | R0: #REF!
|  | FLO_EMIS | 2010 | ACT | SECC* |  | C* |  | CH4 |  | R0: #REF!
|  | FLO_EMIS | 2015 | ACT | SECC* |  | C* |  | CH4 |  | R0: #REF!
|  | FLO_EMIS | 2020 | ACT | SECC* |  | C* |  | CH4 |  | R0: #REF!
|  | FLO_EMIS | 2055 | ACT | SECC* |  | C* |  | CH4 |  | R0: #REF!
|  | FLO_EMIS | 2010 | ACT | SECC* |  | C* |  | N2O |  | R0: #REF!
|  | FLO_EMIS | 2015 | ACT | SECC* |  | C* |  | N2O |  | R0: #REF!
|  | FLO_EMIS | 2020 | ACT | SECC* |  | C* |  | N2O |  | R0: #REF!
|  | FLO_EMIS | 2055 | ACT | SECC* |  | C* |  | N2O |  | R0: #REF!
|  | FLO_EMIS | 2010 | ACT | SECC* |  | C* |  | OC |  | R0: #REF!
|  | FLO_EMIS | 2015 | ACT | SECC* |  | C* |  | OC |  | R0: #REF!
|  | FLO_EMIS | 2020 | ACT | SECC* |  | C* |  | OC |  | R0: #REF!
|  | FLO_EMIS | 2055 | ACT | SECC* |  | C* |  | OC |  | R0: #REF!
|  | FLO_EMIS | 2010 | ACT | SECC* |  | C* |  | BC |  | R0: #REF!
|  | FLO_EMIS | 2015 | ACT | SECC* |  | C* |  | BC |  | R0: #REF!
|  | FLO_EMIS | 2020 | ACT | SECC* |  | C* |  | BC |  | R0: #REF!
|  | FLO_EMIS | 2055 | ACT | SECC* |  | C* |  | BC |  | R0: #REF!
*
|  | FLO_EMIS | 2010 | ACT | SCMINNGAD | NGAD0 |  |  | CO2 |  |  | #REF! | #REF! | #REF! | #REF! | #REF! | #REF!
|  | FLO_EMIS | 2015 | ACT | SCMINNGAD | NGAD0 |  |  | CO2 |  |  | #REF! | #REF! | #REF! | #REF! | #REF! | #REF!
|  | FLO_EMIS | 2020 | ACT | SCMINNGAD | NGAD0 |  |  | CO2 |  |  | #REF! | #REF! | #REF! | #REF! | #REF! | #REF!
|  | FLO_EMIS | 2055 | ACT | SCMINNGAD | NGAD0 |  |  | CO2 |  |  | #REF! | #REF! | #REF! | #REF! | #REF! | #REF!
|  | FLO_EMIS | 2010 | ACT | SCMINNGAD | NGAD0 |  |  | VOC |  |  | #REF! | #REF! | #REF! | #REF! | #REF! | #REF!
|  | FLO_EMIS | 2015 | ACT | SCMINNGAD | NGAD0 |  |  | VOC |  |  | #REF! | #REF! | #REF! | #REF! | #REF! | #REF!
|  | FLO_EMIS | 2020 | ACT | SCMINNGAD | NGAD0 |  |  | VOC |  |  | #REF! | #REF! | #REF! | #REF! | #REF! | #REF!
|  | FLO_EMIS | 2055 | ACT | SCMINNGAD | NGAD0 |  |  | VOC |  |  | #REF! | #REF! | #REF! | #REF! | #REF! | #REF!
|  | FLO_EMIS | 2010 | ACT | SCMINNGAD | NGAD0 |  |  | CO |  |  | #REF! | #REF! | #REF! | #REF! | #REF! | #REF!
|  | FLO_EMIS | 2015 | ACT | SCMINNGAD | NGAD0 |  |  | CO |  |  | #REF! | #REF! | #REF! | #REF! | #REF! | #REF!
|  | FLO_EMIS | 2020 | ACT | SCMINNGAD | NGAD0 |  |  | CO |  |  | #REF! | #REF! | #REF! | #REF! | #REF! | #REF!
|  | FLO_EMIS | 2055 | ACT | SCMINNGAD | NGAD0 |  |  | CO |  |  | #REF! | #REF! | #REF! | #REF! | #REF! | #REF!
|  | FLO_EMIS | 2010 | ACT | SCMINNGAD | NGAD0 |  |  | NOX |  |  | #REF! | #REF! | #REF! | #REF! | #REF! | #REF!
|  | FLO_EMIS | 2015 | ACT | SCMINNGAD | NGAD0 |  |  | NOX |  |  | #REF! | #REF! | #REF! | #REF! | #REF! | #REF!
|  | FLO_EMIS | 2020 | ACT | SCMINNGAD | NGAD0 |  |  | NOX |  |  | #REF! | #REF! | #REF! | #REF! | #REF! | #REF!
|  | FLO_EMIS | 2055 | ACT | SCMINNGAD | NGAD0 |  |  | NOX |  |  | #REF! | #REF! | #REF! | #REF! | #REF! | #REF!
|  | FLO_EMIS | 2010 | ACT | SCMINNGAD | NGAD0 |  |  | PM10 |  |  | #REF! | #REF! | #REF! | #REF! | #REF! | #REF!
|  | FLO_EMIS | 2015 | ACT | SCMINNGAD | NGAD0 |  |  | PM10 |  |  | #REF! | #REF! | #REF! | #REF! | #REF! | #REF!
|  | FLO_EMIS | 2020 | ACT | SCMINNGAD | NGAD0 |  |  | PM10 |  |  | #REF! | #REF! | #REF! | #REF! | #REF! | #REF!
|  | FLO_EMIS | 2055 | ACT | SCMINNGAD | NGAD0 |  |  | PM10 |  |  | #REF! | #REF! | #REF! | #REF! | #REF! | #REF!
|  | FLO_EMIS | 2010 | ACT | SCMINNGAD | NGAD0 |  |  | PM25 |  |  | #REF! | #REF! | #REF! | #REF! | #REF! | #REF!
|  | FLO_EMIS | 2015 | ACT | SCMINNGAD | NGAD0 |  |  | PM25 |  |  | #REF! | #REF! | #REF! | #REF! | #REF! | #REF!
|  | FLO_EMIS | 2020 | ACT | SCMINNGAD | NGAD0 |  |  | PM25 |  |  | #REF! | #REF! | #REF! | #REF! | #REF! | #REF!
|  | FLO_EMIS | 2055 | ACT | SCMINNGAD | NGAD0 |  |  | PM25 |  |  | #REF! | #REF! | #REF! | #REF! | #REF! | #REF!
|  | FLO_EMIS | 2010 | ACT | SCMINNGAD | NGAD0 |  |  | SO2 |  |  | #REF! | #REF! | #REF! | #REF! | #REF! | #REF!
|  | FLO_EMIS | 2015 | ACT | SCMINNGAD | NGAD0 |  |  | SO2 |  |  | #REF! | #REF! | #REF! | #REF! | #REF! | #REF!
|  | FLO_EMIS | 2020 | ACT | SCMINNGAD | NGAD0 |  |  | SO2 |  |  | #REF! | #REF! | #REF! | #REF! | #REF! | #REF!
|  | FLO_EMIS | 2055 | ACT | SCMINNGAD | NGAD0 |  |  | SO2 |  |  | #REF! | #REF! | #REF! | #REF! | #REF! | #REF!
|  | FLO_EMIS | 2010 | ACT | SCMINNGAD | NGAD0 |  |  | CH4 |  |  | #REF! | #REF! | #REF! | #REF! | #REF! | #REF!
|  | FLO_EMIS | 2015 | ACT | SCMINNGAD | NGAD0 |  |  | CH4 |  |  | #REF! | #REF! | #REF! | #REF! | #REF! | #REF!
|  | FLO_EMIS | 2020 | ACT | SCMINNGAD | NGAD0 |  |  | CH4 |  |  | #REF! | #REF! | #REF! | #REF! | #REF! | #REF!
|  | FLO_EMIS | 2055 | ACT | SCMINNGAD | NGAD0 |  |  | CH4 |  |  | #REF! | #REF! | #REF! | #REF! | #REF! | #REF!
|  | FLO_EMIS | 2010 | ACT | SCMINNGAD | NGAD0 |  |  | N2O |  |  | #REF! | #REF! | #REF! | #REF! | #REF! | #REF!
|  | FLO_EMIS | 2015 | ACT | SCMINNGAD | NGAD0 |  |  | N2O |  |  | #REF! | #REF! | #REF! | #REF! | #REF! | #REF!
|  | FLO_EMIS | 2020 | ACT | SCMINNGAD | NGAD0 |  |  | N2O |  |  | #REF! | #REF! | #REF! | #REF! | #REF! | #REF!
|  | FLO_EMIS | 2055 | ACT | SCMINNGAD | NGAD0 |  |  | N2O |  |  | #REF! | #REF! | #REF! | #REF! | #REF! | #REF!
|  | FLO_EMIS | 2010 | ACT | SCMINNGAD | NGAD0 |  |  | OC |  |  | #REF! | #REF! | #REF! | #REF! | #REF! | #REF!
|  | FLO_EMIS | 2015 | ACT | SCMINNGAD | NGAD0 |  |  | OC |  |  | #REF! | #REF! | #REF! | #REF! | #REF! | #REF!
|  | FLO_EMIS | 2020 | ACT | SCMINNGAD | NGAD0 |  |  | OC |  |  | #REF! | #REF! | #REF! | #REF! | #REF! | #REF!
|  | FLO_EMIS | 2055 | ACT | SCMINNGAD | NGAD0 |  |  | OC |  |  | #REF! | #REF! | #REF! | #REF! | #REF! | #REF!
|  | FLO_EMIS | 2010 | ACT | SCMINNGAD | NGAD0 |  |  | BC |  |  | #REF! | #REF! | #REF! | #REF! | #REF! | #REF!
|  | FLO_EMIS | 2015 | ACT | SCMINNGAD | NGAD0 |  |  | BC |  |  | #REF! | #REF! | #REF! | #REF! | #REF! | #REF!
|  | FLO_EMIS | 2020 | ACT | SCMINNGAD | NGAD0 |  |  | BC |  |  | #REF! | #REF! | #REF! | #REF! | #REF! | #REF!
|  | FLO_EMIS | 2055 | ACT | SCMINNGAD | NGAD0 |  |  | BC |  |  | #REF! | #REF! | #REF! | #REF! | #REF! | #REF!
*
|  | FLO_EMIS | 2010 | ACT | XNGARES | NGA |  |  | CO2 | #REF!
|  | FLO_EMIS | 2015 | ACT | XNGARES | NGA |  |  | CO2 | #REF!
|  | FLO_EMIS | 2020 | ACT | XNGARES | NGA |  |  | CO2 | #REF!
|  | FLO_EMIS | 2055 | ACT | XNGARES | NGA |  |  | CO2 | #REF!
|  | FLO_EMIS | 2010 | ACT | XNGARES | NGA |  |  | VOC | #REF!
|  | FLO_EMIS | 2015 | ACT | XNGARES | NGA |  |  | VOC | #REF!
|  | FLO_EMIS | 2020 | ACT | XNGARES | NGA |  |  | VOC | #REF!
|  | FLO_EMIS | 2055 | ACT | XNGARES | NGA |  |  | VOC | #REF!
|  | FLO_EMIS | 2010 | ACT | XNGARES | NGA |  |  | CO | #REF!
|  | FLO_EMIS | 2015 | ACT | XNGARES | NGA |  |  | CO | #REF!
|  | FLO_EMIS | 2020 | ACT | XNGARES | NGA |  |  | CO | #REF!
|  | FLO_EMIS | 2055 | ACT | XNGARES | NGA |  |  | CO | #REF!
|  | FLO_EMIS | 2010 | ACT | XNGARES | NGA |  |  | NOX | #REF!
|  | FLO_EMIS | 2015 | ACT | XNGARES | NGA |  |  | NOX | #REF!
|  | FLO_EMIS | 2020 | ACT | XNGARES | NGA |  |  | NOX | #REF!
|  | FLO_EMIS | 2055 | ACT | XNGARES | NGA |  |  | NOX | #REF!
|  | FLO_EMIS | 2010 | ACT | XNGARES | NGA |  |  | PM10 | #REF!
|  | FLO_EMIS | 2015 | ACT | XNGARES | NGA |  |  | PM10 | #REF!
|  | FLO_EMIS | 2020 | ACT | XNGARES | NGA |  |  | PM10 | #REF!
|  | FLO_EMIS | 2055 | ACT | XNGARES | NGA |  |  | PM10 | #REF!
|  | FLO_EMIS | 2010 | ACT | XNGARES | NGA |  |  | PM25 | #REF!
|  | FLO_EMIS | 2015 | ACT | XNGARES | NGA |  |  | PM25 | #REF!
|  | FLO_EMIS | 2020 | ACT | XNGARES | NGA |  |  | PM25 | #REF!
|  | FLO_EMIS | 2055 | ACT | XNGARES | NGA |  |  | PM25 | #REF!
|  | FLO_EMIS | 2010 | ACT | XNGARES | NGA |  |  | SO2 | #REF!
|  | FLO_EMIS | 2015 | ACT | XNGARES | NGA |  |  | SO2 | #REF!
|  | FLO_EMIS | 2020 | ACT | XNGARES | NGA |  |  | SO2 | #REF!
|  | FLO_EMIS | 2055 | ACT | XNGARES | NGA |  |  | SO2 | #REF!
|  | FLO_EMIS | 2010 | ACT | XNGARES | NGA |  |  | CH4 | #REF!
|  | FLO_EMIS | 2015 | ACT | XNGARES | NGA |  |  | CH4 | #REF!
|  | FLO_EMIS | 2020 | ACT | XNGARES | NGA |  |  | CH4 | #REF!
|  | FLO_EMIS | 2055 | ACT | XNGARES | NGA |  |  | CH4 | #REF!
|  | FLO_EMIS | 2010 | ACT | XNGARES | NGA |  |  | N2O | #REF!
|  | FLO_EMIS | 2015 | ACT | XNGARES | NGA |  |  | N2O | #REF!
|  | FLO_EMIS | 2020 | ACT | XNGARES | NGA |  |  | N2O | #REF!
|  | FLO_EMIS | 2055 | ACT | XNGARES | NGA |  |  | N2O | #REF!
|  | FLO_EMIS | 2010 | ACT | XNGARES | NGA |  |  | OC
|  | FLO_EMIS | 2015 | ACT | XNGARES | NGA |  |  | OC
|  | FLO_EMIS | 2020 | ACT | XNGARES | NGA |  |  | OC
|  | FLO_EMIS | 2055 | ACT | XNGARES | NGA |  |  | OC
|  | FLO_EMIS | 2010 | ACT | XNGARES | NGA |  |  | BC
|  | FLO_EMIS | 2015 | ACT | XNGARES | NGA |  |  | BC
|  | FLO_EMIS | 2020 | ACT | XNGARES | NGA |  |  | BC
|  | FLO_EMIS | 2055 | ACT | XNGARES | NGA |  |  | BC
*
|  | FLO_EMIS | 2010 | ACT | XNGACOM | NGA |  |  | CO2 | #REF!
|  | FLO_EMIS | 2015 | ACT | XNGACOM | NGA |  |  | CO2 | #REF!
|  | FLO_EMIS | 2020 | ACT | XNGACOM | NGA |  |  | CO2 | #REF!
|  | FLO_EMIS | 2055 | ACT | XNGACOM | NGA |  |  | CO2 | #REF!
|  | FLO_EMIS | 2010 | ACT | XNGACOM | NGA |  |  | VOC | #REF!
|  | FLO_EMIS | 2015 | ACT | XNGACOM | NGA |  |  | VOC | #REF!
|  | FLO_EMIS | 2020 | ACT | XNGACOM | NGA |  |  | VOC | #REF!
|  | FLO_EMIS | 2055 | ACT | XNGACOM | NGA |  |  | VOC | #REF!
|  | FLO_EMIS | 2010 | ACT | XNGACOM | NGA |  |  | CO | #REF!
|  | FLO_EMIS | 2015 | ACT | XNGACOM | NGA |  |  | CO | #REF!
|  | FLO_EMIS | 2020 | ACT | XNGACOM | NGA |  |  | CO | #REF!
|  | FLO_EMIS | 2055 | ACT | XNGACOM | NGA |  |  | CO | #REF!
|  | FLO_EMIS | 2010 | ACT | XNGACOM | NGA |  |  | NOX | #REF!
|  | FLO_EMIS | 2015 | ACT | XNGACOM | NGA |  |  | NOX | #REF!
|  | FLO_EMIS | 2020 | ACT | XNGACOM | NGA |  |  | NOX | #REF!
|  | FLO_EMIS | 2055 | ACT | XNGACOM | NGA |  |  | NOX | #REF!
|  | FLO_EMIS | 2010 | ACT | XNGACOM | NGA |  |  | PM10 | #REF!
|  | FLO_EMIS | 2015 | ACT | XNGACOM | NGA |  |  | PM10 | #REF!
|  | FLO_EMIS | 2020 | ACT | XNGACOM | NGA |  |  | PM10 | #REF!
|  | FLO_EMIS | 2055 | ACT | XNGACOM | NGA |  |  | PM10 | #REF!
|  | FLO_EMIS | 2010 | ACT | XNGACOM | NGA |  |  | PM25 | #REF!
|  | FLO_EMIS | 2015 | ACT | XNGACOM | NGA |  |  | PM25 | #REF!
|  | FLO_EMIS | 2020 | ACT | XNGACOM | NGA |  |  | PM25 | #REF!
|  | FLO_EMIS | 2055 | ACT | XNGACOM | NGA |  |  | PM25 | #REF!
|  | FLO_EMIS | 2010 | ACT | XNGACOM | NGA |  |  | SO2 | #REF!
|  | FLO_EMIS | 2015 | ACT | XNGACOM | NGA |  |  | SO2 | #REF!
|  | FLO_EMIS | 2020 | ACT | XNGACOM | NGA |  |  | SO2 | #REF!
|  | FLO_EMIS | 2055 | ACT | XNGACOM | NGA |  |  | SO2 | #REF!
|  | FLO_EMIS | 2010 | ACT | XNGACOM | NGA |  |  | CH4 | #REF!
|  | FLO_EMIS | 2015 | ACT | XNGACOM | NGA |  |  | CH4 | #REF!
|  | FLO_EMIS | 2020 | ACT | XNGACOM | NGA |  |  | CH4 | #REF!
|  | FLO_EMIS | 2055 | ACT | XNGACOM | NGA |  |  | CH4 | #REF!
|  | FLO_EMIS | 2010 | ACT | XNGACOM | NGA |  |  | N2O | #REF!
|  | FLO_EMIS | 2015 | ACT | XNGACOM | NGA |  |  | N2O | #REF!
|  | FLO_EMIS | 2020 | ACT | XNGACOM | NGA |  |  | N2O | #REF!
|  | FLO_EMIS | 2055 | ACT | XNGACOM | NGA |  |  | N2O | #REF!
|  | FLO_EMIS | 2010 | ACT | XNGACOM | NGA |  |  | OC
|  | FLO_EMIS | 2015 | ACT | XNGACOM | NGA |  |  | OC
|  | FLO_EMIS | 2020 | ACT | XNGACOM | NGA |  |  | OC
|  | FLO_EMIS | 2055 | ACT | XNGACOM | NGA |  |  | OC
|  | FLO_EMIS | 2010 | ACT | XNGACOM | NGA |  |  | BC
|  | FLO_EMIS | 2015 | ACT | XNGACOM | NGA |  |  | BC
|  | FLO_EMIS | 2020 | ACT | XNGACOM | NGA |  |  | BC
|  | FLO_EMIS | 2055 | ACT | XNGACOM | NGA |  |  | BC
*
|  | FLO_EMIS | 2010 | ACT | XNGAIND | NGA |  |  | CO2 | #REF!
|  | FLO_EMIS | 2015 | ACT | XNGAIND | NGA |  |  | CO2 | #REF!
|  | FLO_EMIS | 2020 | ACT | XNGAIND | NGA |  |  | CO2 | #REF!
|  | FLO_EMIS | 2055 | ACT | XNGAIND | NGA |  |  | CO2 | #REF!
|  | FLO_EMIS | 2010 | ACT | XNGAIND | NGA |  |  | VOC | #REF!
|  | FLO_EMIS | 2015 | ACT | XNGAIND | NGA |  |  | VOC | #REF!
|  | FLO_EMIS | 2020 | ACT | XNGAIND | NGA |  |  | VOC | #REF!
|  | FLO_EMIS | 2055 | ACT | XNGAIND | NGA |  |  | VOC | #REF!
|  | FLO_EMIS | 2010 | ACT | XNGAIND | NGA |  |  | CO | #REF!
|  | FLO_EMIS | 2015 | ACT | XNGAIND | NGA |  |  | CO | #REF!
|  | FLO_EMIS | 2020 | ACT | XNGAIND | NGA |  |  | CO | #REF!
|  | FLO_EMIS | 2055 | ACT | XNGAIND | NGA |  |  | CO | #REF!
|  | FLO_EMIS | 2010 | ACT | XNGAIND | NGA |  |  | NOX | #REF!
|  | FLO_EMIS | 2015 | ACT | XNGAIND | NGA |  |  | NOX | #REF!
|  | FLO_EMIS | 2020 | ACT | XNGAIND | NGA |  |  | NOX | #REF!
|  | FLO_EMIS | 2055 | ACT | XNGAIND | NGA |  |  | NOX | #REF!
|  | FLO_EMIS | 2010 | ACT | XNGAIND | NGA |  |  | PM10 | #REF!
|  | FLO_EMIS | 2015 | ACT | XNGAIND | NGA |  |  | PM10 | #REF!
|  | FLO_EMIS | 2020 | ACT | XNGAIND | NGA |  |  | PM10 | #REF!
|  | FLO_EMIS | 2055 | ACT | XNGAIND | NGA |  |  | PM10 | #REF!
|  | FLO_EMIS | 2010 | ACT | XNGAIND | NGA |  |  | PM25 | #REF!
|  | FLO_EMIS | 2015 | ACT | XNGAIND | NGA |  |  | PM25 | #REF!
|  | FLO_EMIS | 2020 | ACT | XNGAIND | NGA |  |  | PM25 | #REF!
|  | FLO_EMIS | 2055 | ACT | XNGAIND | NGA |  |  | PM25 | #REF!
|  | FLO_EMIS | 2010 | ACT | XNGAIND | NGA |  |  | SO2 | #REF!
|  | FLO_EMIS | 2015 | ACT | XNGAIND | NGA |  |  | SO2 | #REF!
|  | FLO_EMIS | 2020 | ACT | XNGAIND | NGA |  |  | SO2 | #REF!
|  | FLO_EMIS | 2055 | ACT | XNGAIND | NGA |  |  | SO2 | #REF!
|  | FLO_EMIS | 2010 | ACT | XNGAIND | NGA |  |  | CH4 | #REF!
|  | FLO_EMIS | 2015 | ACT | XNGAIND | NGA |  |  | CH4 | #REF!
|  | FLO_EMIS | 2020 | ACT | XNGAIND | NGA |  |  | CH4 | #REF!
|  | FLO_EMIS | 2055 | ACT | XNGAIND | NGA |  |  | CH4 | #REF!
|  | FLO_EMIS | 2010 | ACT | XNGAIND | NGA |  |  | N2O | #REF!
|  | FLO_EMIS | 2015 | ACT | XNGAIND | NGA |  |  | N2O | #REF!
|  | FLO_EMIS | 2020 | ACT | XNGAIND | NGA |  |  | N2O | #REF!
|  | FLO_EMIS | 2055 | ACT | XNGAIND | NGA |  |  | N2O | #REF!
|  | FLO_EMIS | 2010 | ACT | XNGAIND | NGA |  |  | OC
|  | FLO_EMIS | 2015 | ACT | XNGAIND | NGA |  |  | OC
|  | FLO_EMIS | 2020 | ACT | XNGAIND | NGA |  |  | OC
|  | FLO_EMIS | 2055 | ACT | XNGAIND | NGA |  |  | OC
|  | FLO_EMIS | 2010 | ACT | XNGAIND | NGA |  |  | BC
|  | FLO_EMIS | 2015 | ACT | XNGAIND | NGA |  |  | BC
|  | FLO_EMIS | 2020 | ACT | XNGAIND | NGA |  |  | BC
|  | FLO_EMIS | 2055 | ACT | XNGAIND | NGA |  |  | BC
*
|  | FLO_EMIS | 2010 | ACT | XNGAELC | NGA |  |  | CO2 | #REF!
|  | FLO_EMIS | 2015 | ACT | XNGAELC | NGA |  |  | CO2 | #REF!
|  | FLO_EMIS | 2020 | ACT | XNGAELC | NGA |  |  | CO2 | #REF!
|  | FLO_EMIS | 2055 | ACT | XNGAELC | NGA |  |  | CO2 | #REF!
|  | FLO_EMIS | 2010 | ACT | XNGAELC | NGA |  |  | VOC | #REF!
|  | FLO_EMIS | 2015 | ACT | XNGAELC | NGA |  |  | VOC | #REF!
|  | FLO_EMIS | 2020 | ACT | XNGAELC | NGA |  |  | VOC | #REF!
|  | FLO_EMIS | 2055 | ACT | XNGAELC | NGA |  |  | VOC | #REF!
|  | FLO_EMIS | 2010 | ACT | XNGAELC | NGA |  |  | CO | #REF!
|  | FLO_EMIS | 2015 | ACT | XNGAELC | NGA |  |  | CO | #REF!
|  | FLO_EMIS | 2020 | ACT | XNGAELC | NGA |  |  | CO | #REF!
|  | FLO_EMIS | 2055 | ACT | XNGAELC | NGA |  |  | CO | #REF!
|  | FLO_EMIS | 2010 | ACT | XNGAELC | NGA |  |  | NOX | #REF!
|  | FLO_EMIS | 2015 | ACT | XNGAELC | NGA |  |  | NOX | #REF!
|  | FLO_EMIS | 2020 | ACT | XNGAELC | NGA |  |  | NOX | #REF!
|  | FLO_EMIS | 2055 | ACT | XNGAELC | NGA |  |  | NOX | #REF!
|  | FLO_EMIS | 2010 | ACT | XNGAELC | NGA |  |  | PM10 | #REF!
|  | FLO_EMIS | 2015 | ACT | XNGAELC | NGA |  |  | PM10 | #REF!
|  | FLO_EMIS | 2020 | ACT | XNGAELC | NGA |  |  | PM10 | #REF!
|  | FLO_EMIS | 2055 | ACT | XNGAELC | NGA |  |  | PM10 | #REF!
|  | FLO_EMIS | 2010 | ACT | XNGAELC | NGA |  |  | PM25 | #REF!
|  | FLO_EMIS | 2015 | ACT | XNGAELC | NGA |  |  | PM25 | #REF!
|  | FLO_EMIS | 2020 | ACT | XNGAELC | NGA |  |  | PM25 | #REF!
|  | FLO_EMIS | 2055 | ACT | XNGAELC | NGA |  |  | PM25 | #REF!
|  | FLO_EMIS | 2010 | ACT | XNGAELC | NGA |  |  | SO2 | #REF!
|  | FLO_EMIS | 2015 | ACT | XNGAELC | NGA |  |  | SO2 | #REF!
|  | FLO_EMIS | 2020 | ACT | XNGAELC | NGA |  |  | SO2 | #REF!
|  | FLO_EMIS | 2055 | ACT | XNGAELC | NGA |  |  | SO2 | #REF!
|  | FLO_EMIS | 2010 | ACT | XNGAELC | NGA |  |  | CH4 | #REF!
|  | FLO_EMIS | 2015 | ACT | XNGAELC | NGA |  |  | CH4 | #REF!
|  | FLO_EMIS | 2020 | ACT | XNGAELC | NGA |  |  | CH4 | #REF!
|  | FLO_EMIS | 2055 | ACT | XNGAELC | NGA |  |  | CH4 | #REF!
|  | FLO_EMIS | 2010 | ACT | XNGAELC | NGA |  |  | N2O | #REF!
|  | FLO_EMIS | 2015 | ACT | XNGAELC | NGA |  |  | N2O | #REF!
|  | FLO_EMIS | 2020 | ACT | XNGAELC | NGA |  |  | N2O | #REF!
|  | FLO_EMIS | 2055 | ACT | XNGAELC | NGA |  |  | N2O | #REF!
|  | FLO_EMIS | 2010 | ACT | XNGAELC | NGA |  |  | OC
|  | FLO_EMIS | 2015 | ACT | XNGAELC | NGA |  |  | OC
|  | FLO_EMIS | 2020 | ACT | XNGAELC | NGA |  |  | OC
|  | FLO_EMIS | 2055 | ACT | XNGAELC | NGA |  |  | OC
|  | FLO_EMIS | 2010 | ACT | XNGAELC | NGA |  |  | BC
|  | FLO_EMIS | 2015 | ACT | XNGAELC | NGA |  |  | BC
|  | FLO_EMIS | 2020 | ACT | XNGAELC | NGA |  |  | BC
|  | FLO_EMIS | 2055 | ACT | XNGAELC | NGA |  |  | BC
*
|  | FLO_EMIS | 2010 | ACT | XNGATRN | NGA |  |  | CO2 | #REF!
|  | FLO_EMIS | 2015 | ACT | XNGATRN | NGA |  |  | CO2 | #REF!
|  | FLO_EMIS | 2020 | ACT | XNGATRN | NGA |  |  | CO2 | #REF!
|  | FLO_EMIS | 2055 | ACT | XNGATRN | NGA |  |  | CO2 | #REF!
|  | FLO_EMIS | 2010 | ACT | XNGATRN | NGA |  |  | VOC | #REF!
|  | FLO_EMIS | 2015 | ACT | XNGATRN | NGA |  |  | VOC | #REF!
|  | FLO_EMIS | 2020 | ACT | XNGATRN | NGA |  |  | VOC | #REF!
|  | FLO_EMIS | 2055 | ACT | XNGATRN | NGA |  |  | VOC | #REF!
|  | FLO_EMIS | 2010 | ACT | XNGATRN | NGA |  |  | CO | #REF!
|  | FLO_EMIS | 2015 | ACT | XNGATRN | NGA |  |  | CO | #REF!
|  | FLO_EMIS | 2020 | ACT | XNGATRN | NGA |  |  | CO | #REF!
|  | FLO_EMIS | 2055 | ACT | XNGATRN | NGA |  |  | CO | #REF!
|  | FLO_EMIS | 2010 | ACT | XNGATRN | NGA |  |  | NOX | #REF!
|  | FLO_EMIS | 2015 | ACT | XNGATRN | NGA |  |  | NOX | #REF!
|  | FLO_EMIS | 2020 | ACT | XNGATRN | NGA |  |  | NOX | #REF!
|  | FLO_EMIS | 2055 | ACT | XNGATRN | NGA |  |  | NOX | #REF!
|  | FLO_EMIS | 2010 | ACT | XNGATRN | NGA |  |  | PM10 | #REF!
|  | FLO_EMIS | 2015 | ACT | XNGATRN | NGA |  |  | PM10 | #REF!
|  | FLO_EMIS | 2020 | ACT | XNGATRN | NGA |  |  | PM10 | #REF!
|  | FLO_EMIS | 2055 | ACT | XNGATRN | NGA |  |  | PM10 | #REF!
|  | FLO_EMIS | 2010 | ACT | XNGATRN | NGA |  |  | PM25 | #REF!
|  | FLO_EMIS | 2015 | ACT | XNGATRN | NGA |  |  | PM25 | #REF!
|  | FLO_EMIS | 2020 | ACT | XNGATRN | NGA |  |  | PM25 | #REF!
|  | FLO_EMIS | 2055 | ACT | XNGATRN | NGA |  |  | PM25 | #REF!
|  | FLO_EMIS | 2010 | ACT | XNGATRN | NGA |  |  | SO2 | #REF!
|  | FLO_EMIS | 2015 | ACT | XNGATRN | NGA |  |  | SO2 | #REF!
|  | FLO_EMIS | 2020 | ACT | XNGATRN | NGA |  |  | SO2 | #REF!
|  | FLO_EMIS | 2055 | ACT | XNGATRN | NGA |  |  | SO2 | #REF!
|  | FLO_EMIS | 2010 | ACT | XNGATRN | NGA |  |  | CH4 | #REF!
|  | FLO_EMIS | 2015 | ACT | XNGATRN | NGA |  |  | CH4 | #REF!
|  | FLO_EMIS | 2020 | ACT | XNGATRN | NGA |  |  | CH4 | #REF!
|  | FLO_EMIS | 2055 | ACT | XNGATRN | NGA |  |  | CH4 | #REF!
|  | FLO_EMIS | 2010 | ACT | XNGATRN | NGA |  |  | N2O | #REF!
|  | FLO_EMIS | 2015 | ACT | XNGATRN | NGA |  |  | N2O | #REF!
|  | FLO_EMIS | 2020 | ACT | XNGATRN | NGA |  |  | N2O | #REF!
|  | FLO_EMIS | 2055 | ACT | XNGATRN | NGA |  |  | N2O | #REF!
|  | FLO_EMIS | 2010 | ACT | XNGATRN | NGA |  |  | OC
|  | FLO_EMIS | 2015 | ACT | XNGATRN | NGA |  |  | OC
|  | FLO_EMIS | 2020 | ACT | XNGATRN | NGA |  |  | OC
|  | FLO_EMIS | 2055 | ACT | XNGATRN | NGA |  |  | OC
|  | FLO_EMIS | 2010 | ACT | XNGATRN | NGA |  |  | BC
|  | FLO_EMIS | 2015 | ACT | XNGATRN | NGA |  |  | BC
|  | FLO_EMIS | 2020 | ACT | XNGATRN | NGA |  |  | BC
|  | FLO_EMIS | 2055 | ACT | XNGATRN | NGA |  |  | BC
*
|  | FLO_EMIS | 2010 | ACT | XNGLFRAC | NGL |  |  | CO2 | #REF!
|  | FLO_EMIS | 2015 | ACT | XNGLFRAC | NGL |  |  | CO2 | #REF!
|  | FLO_EMIS | 2020 | ACT | XNGLFRAC | NGL |  |  | CO2 | #REF!
|  | FLO_EMIS | 2055 | ACT | XNGLFRAC | NGL |  |  | CO2 | #REF!
|  | FLO_EMIS | 2010 | ACT | XNGLFRAC | NGL |  |  | VOC | #REF!
|  | FLO_EMIS | 2015 | ACT | XNGLFRAC | NGL |  |  | VOC | #REF!
|  | FLO_EMIS | 2020 | ACT | XNGLFRAC | NGL |  |  | VOC | #REF!
|  | FLO_EMIS | 2055 | ACT | XNGLFRAC | NGL |  |  | VOC | #REF!
|  | FLO_EMIS | 2010 | ACT | XNGLFRAC | NGL |  |  | CO | #REF!
|  | FLO_EMIS | 2015 | ACT | XNGLFRAC | NGL |  |  | CO | #REF!
|  | FLO_EMIS | 2020 | ACT | XNGLFRAC | NGL |  |  | CO | #REF!
|  | FLO_EMIS | 2055 | ACT | XNGLFRAC | NGL |  |  | CO | #REF!
|  | FLO_EMIS | 2010 | ACT | XNGLFRAC | NGL |  |  | NOX | #REF!
|  | FLO_EMIS | 2015 | ACT | XNGLFRAC | NGL |  |  | NOX | #REF!
|  | FLO_EMIS | 2020 | ACT | XNGLFRAC | NGL |  |  | NOX | #REF!
|  | FLO_EMIS | 2055 | ACT | XNGLFRAC | NGL |  |  | NOX | #REF!
|  | FLO_EMIS | 2010 | ACT | XNGLFRAC | NGL |  |  | PM10 | #REF!
|  | FLO_EMIS | 2015 | ACT | XNGLFRAC | NGL |  |  | PM10 | #REF!
|  | FLO_EMIS | 2020 | ACT | XNGLFRAC | NGL |  |  | PM10 | #REF!
|  | FLO_EMIS | 2055 | ACT | XNGLFRAC | NGL |  |  | PM10 | #REF!
|  | FLO_EMIS | 2010 | ACT | XNGLFRAC | NGL |  |  | PM25 | #REF!
|  | FLO_EMIS | 2015 | ACT | XNGLFRAC | NGL |  |  | PM25 | #REF!
|  | FLO_EMIS | 2020 | ACT | XNGLFRAC | NGL |  |  | PM25 | #REF!
|  | FLO_EMIS | 2055 | ACT | XNGLFRAC | NGL |  |  | PM25 | #REF!
|  | FLO_EMIS | 2010 | ACT | XNGLFRAC | NGL |  |  | SO2 | #REF!
|  | FLO_EMIS | 2015 | ACT | XNGLFRAC | NGL |  |  | SO2 | #REF!
|  | FLO_EMIS | 2020 | ACT | XNGLFRAC | NGL |  |  | SO2 | #REF!
|  | FLO_EMIS | 2055 | ACT | XNGLFRAC | NGL |  |  | SO2 | #REF!
|  | FLO_EMIS | 2010 | ACT | XNGLFRAC | NGL |  |  | CH4 | #REF!
|  | FLO_EMIS | 2015 | ACT | XNGLFRAC | NGL |  |  | CH4 | #REF!
|  | FLO_EMIS | 2020 | ACT | XNGLFRAC | NGL |  |  | CH4 | #REF!
|  | FLO_EMIS | 2055 | ACT | XNGLFRAC | NGL |  |  | CH4 | #REF!
|  | FLO_EMIS | 2010 | ACT | XNGLFRAC | NGL |  |  | N2O | #REF!
|  | FLO_EMIS | 2015 | ACT | XNGLFRAC | NGL |  |  | N2O | #REF!
|  | FLO_EMIS | 2020 | ACT | XNGLFRAC | NGL |  |  | N2O | #REF!
|  | FLO_EMIS | 2055 | ACT | XNGLFRAC | NGL |  |  | N2O | #REF!
|  | FLO_EMIS | 2010 | ACT | XNGLFRAC | NGL |  |  | OC
|  | FLO_EMIS | 2015 | ACT | XNGLFRAC | NGL |  |  | OC
|  | FLO_EMIS | 2020 | ACT | XNGLFRAC | NGL |  |  | OC
|  | FLO_EMIS | 2055 | ACT | XNGLFRAC | NGL |  |  | OC
|  | FLO_EMIS | 2010 | ACT | XNGLFRAC | NGL |  |  | BC
|  | FLO_EMIS | 2015 | ACT | XNGLFRAC | NGL |  |  | BC
|  | FLO_EMIS | 2020 | ACT | XNGLFRAC | NGL |  |  | BC
|  | FLO_EMIS | 2055 | ACT | XNGLFRAC | NGL |  |  | BC
*
|  | FLO_EMIS | 2010 | ACT | SCGSC_* | GSC_* |  |  | CO2 | 0.006124
|  | FLO_EMIS | 2015 | ACT | SCGSC_* | GSC_* |  |  | CO2 | 0.006124
|  | FLO_EMIS | 2020 | ACT | SCGSC_* | GSC_* |  |  | CO2 | 0.006124
|  | FLO_EMIS | 2055 | ACT | SCGSC_* | GSC_* |  |  | CO2 | 0.006124
|  | FLO_EMIS | 2010 | ACT | SCGSC_* | GSC_* |  |  | VOC | 0.0023233
|  | FLO_EMIS | 2015 | ACT | SCGSC_* | GSC_* |  |  | VOC | 0.0023233
|  | FLO_EMIS | 2020 | ACT | SCGSC_* | GSC_* |  |  | VOC | 0.0023233
|  | FLO_EMIS | 2055 | ACT | SCGSC_* | GSC_* |  |  | VOC | 0.0023233
|  | FLO_EMIS | 2010 | ACT | SCGSC_* | GSC_* |  |  | CO | 0.0035584
|  | FLO_EMIS | 2015 | ACT | SCGSC_* | GSC_* |  |  | CO | 0.0035584
|  | FLO_EMIS | 2020 | ACT | SCGSC_* | GSC_* |  |  | CO | 0.0035584
|  | FLO_EMIS | 2055 | ACT | SCGSC_* | GSC_* |  |  | CO | 0.0035584
|  | FLO_EMIS | 2010 | ACT | SCGSC_* | GSC_* |  |  | NOX | 0.0081448
|  | FLO_EMIS | 2015 | ACT | SCGSC_* | GSC_* |  |  | NOX | 0.0072287
|  | FLO_EMIS | 2020 | ACT | SCGSC_* | GSC_* |  |  | NOX | 0.0068386
|  | FLO_EMIS | 2055 | ACT | SCGSC_* | GSC_* |  |  | NOX | 0.0068386
|  | FLO_EMIS | 2010 | ACT | SCGSC_* | GSC_* |  |  | PM10 | 0.0019529
|  | FLO_EMIS | 2015 | ACT | SCGSC_* | GSC_* |  |  | PM10 | 0.0017368
|  | FLO_EMIS | 2020 | ACT | SCGSC_* | GSC_* |  |  | PM10 | 0.0016641
|  | FLO_EMIS | 2055 | ACT | SCGSC_* | GSC_* |  |  | PM10 | 0.0016641
|  | FLO_EMIS | 2010 | ACT | SCGSC_* | GSC_* |  |  | PM25 | 0.0010861
|  | FLO_EMIS | 2015 | ACT | SCGSC_* | GSC_* |  |  | PM25 | 0.0010131
|  | FLO_EMIS | 2020 | ACT | SCGSC_* | GSC_* |  |  | PM25 | 0.00094103
|  | FLO_EMIS | 2055 | ACT | SCGSC_* | GSC_* |  |  | PM25 | 0.00094103
|  | FLO_EMIS | 2010 | ACT | SCGSC_* | GSC_* |  |  | SO2 | 0.0071051
|  | FLO_EMIS | 2015 | ACT | SCGSC_* | GSC_* |  |  | SO2 | 0.0061111
|  | FLO_EMIS | 2020 | ACT | SCGSC_* | GSC_* |  |  | SO2 | 0.0056851
|  | FLO_EMIS | 2055 | ACT | SCGSC_* | GSC_* |  |  | SO2 | 0.0056851
|  | FLO_EMIS | 2010 | ACT | SCGSC_* | GSC_* |  |  | CH4 | 0.00018632
|  | FLO_EMIS | 2015 | ACT | SCGSC_* | GSC_* |  |  | CH4 | 0.00018632
|  | FLO_EMIS | 2020 | ACT | SCGSC_* | GSC_* |  |  | CH4 | 0.00018632
|  | FLO_EMIS | 2055 | ACT | SCGSC_* | GSC_* |  |  | CH4 | 0.00018632
|  | FLO_EMIS | 2010 | ACT | SCGSC_* | GSC_* |  |  | N2O | 9.9824e-05
|  | FLO_EMIS | 2015 | ACT | SCGSC_* | GSC_* |  |  | N2O | 9.9824e-05
|  | FLO_EMIS | 2020 | ACT | SCGSC_* | GSC_* |  |  | N2O | 9.9824e-05
|  | FLO_EMIS | 2055 | ACT | SCGSC_* | GSC_* |  |  | N2O | 9.9824e-05
|  | FLO_EMIS | 2010 | ACT | SCGSC_* | GSC_* |  |  | OC | 0.0001
|  | FLO_EMIS | 2015 | ACT | SCGSC_* | GSC_* |  |  | OC | 0.0001
|  | FLO_EMIS | 2020 | ACT | SCGSC_* | GSC_* |  |  | OC | 0.0001
|  | FLO_EMIS | 2055 | ACT | SCGSC_* | GSC_* |  |  | OC | 0.0001
|  | FLO_EMIS | 2010 | ACT | SCGSC_* | GSC_* |  |  | BC | 0.0002
|  | FLO_EMIS | 2015 | ACT | SCGSC_* | GSC_* |  |  | BC | 0.0002
|  | FLO_EMIS | 2020 | ACT | SCGSC_* | GSC_* |  |  | BC | 0.0002
|  | FLO_EMIS | 2055 | ACT | SCGSC_* | GSC_* |  |  | BC | 0.0002
|  | FLO_EMIS | 2010 | ACT | SCGSC_* | GSC_* |  |  | NOXI | 0.0081448
|  | FLO_EMIS | 2015 | ACT | SCGSC_* | GSC_* |  |  | NOXI | 0.0072287
|  | FLO_EMIS | 2020 | ACT | SCGSC_* | GSC_* |  |  | NOXI | 0.0068386
|  | FLO_EMIS | 2055 | ACT | SCGSC_* | GSC_* |  |  | NOXI | 0.0068386
|  | FLO_EMIS | 2010 | ACT | SCGSC_* | GSC_* |  |  | SO2I | 0.0071051
|  | FLO_EMIS | 2015 | ACT | SCGSC_* | GSC_* |  |  | SO2I | 0.0061111
|  | FLO_EMIS | 2020 | ACT | SCGSC_* | GSC_* |  |  | SO2I | 0.0056851
|  | FLO_EMIS | 2055 | ACT | SCGSC_* | GSC_* |  |  | SO2I | 0.0056851
|  | FLO_EMIS | 2010 | ACT | SCGSC_* | GSC_* |  |  | PM10I | 0.0019529
|  | FLO_EMIS | 2015 | ACT | SCGSC_* | GSC_* |  |  | PM10I | 0.0017368
|  | FLO_EMIS | 2020 | ACT | SCGSC_* | GSC_* |  |  | PM10I | 0.0016641
|  | FLO_EMIS | 2055 | ACT | SCGSC_* | GSC_* |  |  | PM10I | 0.0016641
|  | FLO_EMIS | 2010 | ACT | SCGSC_* | GSC_* |  |  | CO2I | 6.124
|  | FLO_EMIS | 2015 | ACT | SCGSC_* | GSC_* |  |  | CO2I | 6.124
|  | FLO_EMIS | 2020 | ACT | SCGSC_* | GSC_* |  |  | CO2I | 6.124
|  | FLO_EMIS | 2055 | ACT | SCGSC_* | GSC_* |  |  | CO2I | 6.124
|  | FLO_EMIS | 2010 | ACT | SCGSC_* | GSC_* |  |  | NOXDIREF | 0.0081448
|  | FLO_EMIS | 2015 | ACT | SCGSC_* | GSC_* |  |  | NOXDIREF | 0.0072287
|  | FLO_EMIS | 2020 | ACT | SCGSC_* | GSC_* |  |  | NOXDIREF | 0.0068386
|  | FLO_EMIS | 2055 | ACT | SCGSC_* | GSC_* |  |  | NOXDIREF | 0.0068386
*
|  | FLO_EMIS | 2010 | ACT | SCGSR_* | GSR_* |  |  | CO2 | 0.0061003
|  | FLO_EMIS | 2015 | ACT | SCGSR_* | GSR_* |  |  | CO2 | 0.0061003
|  | FLO_EMIS | 2020 | ACT | SCGSR_* | GSR_* |  |  | CO2 | 0.0061003
|  | FLO_EMIS | 2055 | ACT | SCGSR_* | GSR_* |  |  | CO2 | 0.0061003
|  | FLO_EMIS | 2010 | ACT | SCGSR_* | GSR_* |  |  | VOC | 0.002323
|  | FLO_EMIS | 2015 | ACT | SCGSR_* | GSR_* |  |  | VOC | 0.002323
|  | FLO_EMIS | 2020 | ACT | SCGSR_* | GSR_* |  |  | VOC | 0.002323
|  | FLO_EMIS | 2055 | ACT | SCGSR_* | GSR_* |  |  | VOC | 0.002323
|  | FLO_EMIS | 2010 | ACT | SCGSR_* | GSR_* |  |  | CO | 0.0035537
|  | FLO_EMIS | 2015 | ACT | SCGSR_* | GSR_* |  |  | CO | 0.0035537
|  | FLO_EMIS | 2020 | ACT | SCGSR_* | GSR_* |  |  | CO | 0.0035537
|  | FLO_EMIS | 2055 | ACT | SCGSR_* | GSR_* |  |  | CO | 0.0035537
|  | FLO_EMIS | 2010 | ACT | SCGSR_* | GSR_* |  |  | NOX | 0.0081075
|  | FLO_EMIS | 2015 | ACT | SCGSR_* | GSR_* |  |  | NOX | 0.0071945
|  | FLO_EMIS | 2020 | ACT | SCGSR_* | GSR_* |  |  | NOX | 0.0068058
|  | FLO_EMIS | 2055 | ACT | SCGSR_* | GSR_* |  |  | NOX | 0.0068058
|  | FLO_EMIS | 2010 | ACT | SCGSR_* | GSR_* |  |  | PM10 | 0.0019397
|  | FLO_EMIS | 2015 | ACT | SCGSR_* | GSR_* |  |  | PM10 | 0.0017264
|  | FLO_EMIS | 2020 | ACT | SCGSR_* | GSR_* |  |  | PM10 | 0.0016552
|  | FLO_EMIS | 2055 | ACT | SCGSR_* | GSR_* |  |  | PM10 | 0.0016552
|  | FLO_EMIS | 2010 | ACT | SCGSR_* | GSR_* |  |  | PM25 | 0.0010775
|  | FLO_EMIS | 2015 | ACT | SCGSR_* | GSR_* |  |  | PM25 | 0.0010063
|  | FLO_EMIS | 2020 | ACT | SCGSR_* | GSR_* |  |  | PM25 | 0.00093522
|  | FLO_EMIS | 2055 | ACT | SCGSR_* | GSR_* |  |  | PM25 | 0.00093522
|  | FLO_EMIS | 2010 | ACT | SCGSR_* | GSR_* |  |  | SO2 | 0.0070447
|  | FLO_EMIS | 2015 | ACT | SCGSR_* | GSR_* |  |  | SO2 | 0.0060507
|  | FLO_EMIS | 2020 | ACT | SCGSR_* | GSR_* |  |  | SO2 | 0.0056248
|  | FLO_EMIS | 2055 | ACT | SCGSR_* | GSR_* |  |  | SO2 | 0.0056248
|  | FLO_EMIS | 2010 | ACT | SCGSR_* | GSR_* |  |  | CH4 | 0.00018535
|  | FLO_EMIS | 2015 | ACT | SCGSR_* | GSR_* |  |  | CH4 | 0.00018535
|  | FLO_EMIS | 2020 | ACT | SCGSR_* | GSR_* |  |  | CH4 | 0.00018535
|  | FLO_EMIS | 2055 | ACT | SCGSR_* | GSR_* |  |  | CH4 | 0.00018535
|  | FLO_EMIS | 2010 | ACT | SCGSR_* | GSR_* |  |  | N2O | 9.9717e-05
|  | FLO_EMIS | 2015 | ACT | SCGSR_* | GSR_* |  |  | N2O | 9.9717e-05
|  | FLO_EMIS | 2020 | ACT | SCGSR_* | GSR_* |  |  | N2O | 9.9717e-05
|  | FLO_EMIS | 2055 | ACT | SCGSR_* | GSR_* |  |  | N2O | 9.9717e-05
|  | FLO_EMIS | 2010 | ACT | SCGSR_* | GSR_* |  |  | OC | 0.0001
|  | FLO_EMIS | 2015 | ACT | SCGSR_* | GSR_* |  |  | OC | 0.0001
|  | FLO_EMIS | 2020 | ACT | SCGSR_* | GSR_* |  |  | OC | 0.0001
|  | FLO_EMIS | 2055 | ACT | SCGSR_* | GSR_* |  |  | OC | 0.0001
|  | FLO_EMIS | 2010 | ACT | SCGSR_* | GSR_* |  |  | BC | 0.0002
|  | FLO_EMIS | 2015 | ACT | SCGSR_* | GSR_* |  |  | BC | 0.0002
|  | FLO_EMIS | 2020 | ACT | SCGSR_* | GSR_* |  |  | BC | 0.0002
|  | FLO_EMIS | 2055 | ACT | SCGSR_* | GSR_* |  |  | BC | 0.0002
|  | FLO_EMIS | 2010 | ACT | SCGSR_* | GSR_* |  |  | NOXI | 0.0081075
|  | FLO_EMIS | 2015 | ACT | SCGSR_* | GSR_* |  |  | NOXI | 0.0071945
|  | FLO_EMIS | 2020 | ACT | SCGSR_* | GSR_* |  |  | NOXI | 0.0068058
|  | FLO_EMIS | 2055 | ACT | SCGSR_* | GSR_* |  |  | NOXI | 0.0068058
|  | FLO_EMIS | 2010 | ACT | SCGSR_* | GSR_* |  |  | SO2I | 0.0070447
|  | FLO_EMIS | 2015 | ACT | SCGSR_* | GSR_* |  |  | SO2I | 0.0060507
|  | FLO_EMIS | 2020 | ACT | SCGSR_* | GSR_* |  |  | SO2I | 0.0056248
|  | FLO_EMIS | 2055 | ACT | SCGSR_* | GSR_* |  |  | SO2I | 0.0056248
|  | FLO_EMIS | 2010 | ACT | SCGSR_* | GSR_* |  |  | PM10I | 0.0019397
|  | FLO_EMIS | 2015 | ACT | SCGSR_* | GSR_* |  |  | PM10I | 0.0017264
|  | FLO_EMIS | 2020 | ACT | SCGSR_* | GSR_* |  |  | PM10I | 0.0016552
|  | FLO_EMIS | 2055 | ACT | SCGSR_* | GSR_* |  |  | PM10I | 0.0016552
|  | FLO_EMIS | 2010 | ACT | SCGSR_* | GSR_* |  |  | CO2I | 6.1003
|  | FLO_EMIS | 2015 | ACT | SCGSR_* | GSR_* |  |  | CO2I | 6.1003
|  | FLO_EMIS | 2020 | ACT | SCGSR_* | GSR_* |  |  | CO2I | 6.1003
|  | FLO_EMIS | 2055 | ACT | SCGSR_* | GSR_* |  |  | CO2I | 6.1003
|  | FLO_EMIS | 2010 | ACT | SCGSR_* | GSR_* |  |  | NOXDIREF | 0.0081075
|  | FLO_EMIS | 2015 | ACT | SCGSR_* | GSR_* |  |  | NOXDIREF | 0.0071945
|  | FLO_EMIS | 2020 | ACT | SCGSR_* | GSR_* |  |  | NOXDIREF | 0.0068058
|  | FLO_EMIS | 2055 | ACT | SCGSR_* | GSR_* |  |  | NOXDIREF | 0.0068058
*
|  | FLO_EMIS | 2010 | ACT | SCDSH_* | DSH_* |  |  | CO2 | 0.0061239
|  | FLO_EMIS | 2015 | ACT | SCDSH_* | DSH_* |  |  | CO2 | 0.0061239
|  | FLO_EMIS | 2020 | ACT | SCDSH_* | DSH_* |  |  | CO2 | 0.0061239
|  | FLO_EMIS | 2055 | ACT | SCDSH_* | DSH_* |  |  | CO2 | 0.0061239
|  | FLO_EMIS | 2010 | ACT | SCDSH_* | DSH_* |  |  | VOC | 0.0023233
|  | FLO_EMIS | 2015 | ACT | SCDSH_* | DSH_* |  |  | VOC | 0.0023233
|  | FLO_EMIS | 2020 | ACT | SCDSH_* | DSH_* |  |  | VOC | 0.0023233
|  | FLO_EMIS | 2055 | ACT | SCDSH_* | DSH_* |  |  | VOC | 0.0023233
|  | FLO_EMIS | 2010 | ACT | SCDSH_* | DSH_* |  |  | CO | 0.0035584
|  | FLO_EMIS | 2015 | ACT | SCDSH_* | DSH_* |  |  | CO | 0.0035584
|  | FLO_EMIS | 2020 | ACT | SCDSH_* | DSH_* |  |  | CO | 0.0035584
|  | FLO_EMIS | 2055 | ACT | SCDSH_* | DSH_* |  |  | CO | 0.0035584
|  | FLO_EMIS | 2010 | ACT | SCDSH_* | DSH_* |  |  | NOX | 0.0081446
|  | FLO_EMIS | 2015 | ACT | SCDSH_* | DSH_* |  |  | NOX | 0.0072285
|  | FLO_EMIS | 2020 | ACT | SCDSH_* | DSH_* |  |  | NOX | 0.0068384
|  | FLO_EMIS | 2055 | ACT | SCDSH_* | DSH_* |  |  | NOX | 0.0068384
|  | FLO_EMIS | 2010 | ACT | SCDSH_* | DSH_* |  |  | PM10 | 0.0019528
|  | FLO_EMIS | 2015 | ACT | SCDSH_* | DSH_* |  |  | PM10 | 0.0017367
|  | FLO_EMIS | 2020 | ACT | SCDSH_* | DSH_* |  |  | PM10 | 0.0016641
|  | FLO_EMIS | 2055 | ACT | SCDSH_* | DSH_* |  |  | PM10 | 0.0016641
|  | FLO_EMIS | 2010 | ACT | SCDSH_* | DSH_* |  |  | PM25 | 0.0010861
|  | FLO_EMIS | 2015 | ACT | SCDSH_* | DSH_* |  |  | PM25 | 0.0010131
|  | FLO_EMIS | 2020 | ACT | SCDSH_* | DSH_* |  |  | PM25 | 0.000941
|  | FLO_EMIS | 2055 | ACT | SCDSH_* | DSH_* |  |  | PM25 | 0.000941
|  | FLO_EMIS | 2010 | ACT | SCDSH_* | DSH_* |  |  | SO2 | 0.0071047
|  | FLO_EMIS | 2015 | ACT | SCDSH_* | DSH_* |  |  | SO2 | 0.0061108
|  | FLO_EMIS | 2020 | ACT | SCDSH_* | DSH_* |  |  | SO2 | 0.0056848
|  | FLO_EMIS | 2055 | ACT | SCDSH_* | DSH_* |  |  | SO2 | 0.0056848
|  | FLO_EMIS | 2010 | ACT | SCDSH_* | DSH_* |  |  | CH4 | 0.00018631
|  | FLO_EMIS | 2015 | ACT | SCDSH_* | DSH_* |  |  | CH4 | 0.00018631
|  | FLO_EMIS | 2020 | ACT | SCDSH_* | DSH_* |  |  | CH4 | 0.00018631
|  | FLO_EMIS | 2055 | ACT | SCDSH_* | DSH_* |  |  | CH4 | 0.00018631
|  | FLO_EMIS | 2010 | ACT | SCDSH_* | DSH_* |  |  | N2O | 9.9823e-05
|  | FLO_EMIS | 2015 | ACT | SCDSH_* | DSH_* |  |  | N2O | 9.9823e-05
|  | FLO_EMIS | 2020 | ACT | SCDSH_* | DSH_* |  |  | N2O | 9.9823e-05
|  | FLO_EMIS | 2055 | ACT | SCDSH_* | DSH_* |  |  | N2O | 9.9823e-05
|  | FLO_EMIS | 2010 | ACT | SCDSH_* | DSH_* |  |  | OC | 0.0001
|  | FLO_EMIS | 2015 | ACT | SCDSH_* | DSH_* |  |  | OC | 0.0001
|  | FLO_EMIS | 2020 | ACT | SCDSH_* | DSH_* |  |  | OC | 0.0001
|  | FLO_EMIS | 2055 | ACT | SCDSH_* | DSH_* |  |  | OC | 0.0001
|  | FLO_EMIS | 2010 | ACT | SCDSH_* | DSH_* |  |  | BC | 0.0002
|  | FLO_EMIS | 2015 | ACT | SCDSH_* | DSH_* |  |  | BC | 0.0002
|  | FLO_EMIS | 2020 | ACT | SCDSH_* | DSH_* |  |  | BC | 0.0002
|  | FLO_EMIS | 2055 | ACT | SCDSH_* | DSH_* |  |  | BC | 0.0002
|  | FLO_EMIS | 2010 | ACT | SCDSH_* | DSH_* |  |  | NOXI | 0.0081446
|  | FLO_EMIS | 2015 | ACT | SCDSH_* | DSH_* |  |  | NOXI | 0.0072285
|  | FLO_EMIS | 2020 | ACT | SCDSH_* | DSH_* |  |  | NOXI | 0.0068384
|  | FLO_EMIS | 2055 | ACT | SCDSH_* | DSH_* |  |  | NOXI | 0.0068384
|  | FLO_EMIS | 2010 | ACT | SCDSH_* | DSH_* |  |  | SO2I | 0.0071047
|  | FLO_EMIS | 2015 | ACT | SCDSH_* | DSH_* |  |  | SO2I | 0.0061108
|  | FLO_EMIS | 2020 | ACT | SCDSH_* | DSH_* |  |  | SO2I | 0.0056848
|  | FLO_EMIS | 2055 | ACT | SCDSH_* | DSH_* |  |  | SO2I | 0.0056848
|  | FLO_EMIS | 2010 | ACT | SCDSH_* | DSH_* |  |  | PM10I | 0.0019528
|  | FLO_EMIS | 2015 | ACT | SCDSH_* | DSH_* |  |  | PM10I | 0.0017367
|  | FLO_EMIS | 2020 | ACT | SCDSH_* | DSH_* |  |  | PM10I | 0.0016641
|  | FLO_EMIS | 2055 | ACT | SCDSH_* | DSH_* |  |  | PM10I | 0.0016641
|  | FLO_EMIS | 2010 | ACT | SCDSH_* | DSH_* |  |  | CO2I | 6.1239
|  | FLO_EMIS | 2015 | ACT | SCDSH_* | DSH_* |  |  | CO2I | 6.1239
|  | FLO_EMIS | 2020 | ACT | SCDSH_* | DSH_* |  |  | CO2I | 6.1239
|  | FLO_EMIS | 2055 | ACT | SCDSH_* | DSH_* |  |  | CO2I | 6.1239
|  | FLO_EMIS | 2010 | ACT | SCDSH_* | DSH_* |  |  | NOXDIREF | 0.0081446
|  | FLO_EMIS | 2015 | ACT | SCDSH_* | DSH_* |  |  | NOXDIREF | 0.0072285
|  | FLO_EMIS | 2020 | ACT | SCDSH_* | DSH_* |  |  | NOXDIREF | 0.0068384
|  | FLO_EMIS | 2055 | ACT | SCDSH_* | DSH_* |  |  | NOXDIREF | 0.0068384
*
|  | FLO_EMIS | 2010 | ACT | SCRFL_* | RFL_* |  |  | CO2 | 0.0022722
|  | FLO_EMIS | 2015 | ACT | SCRFL_* | RFL_* |  |  | CO2 | 0.0022722
|  | FLO_EMIS | 2020 | ACT | SCRFL_* | RFL_* |  |  | CO2 | 0.0022722
|  | FLO_EMIS | 2055 | ACT | SCRFL_* | RFL_* |  |  | CO2 | 0.0022722
|  | FLO_EMIS | 2010 | ACT | SCRFL_* | RFL_* |  |  | VOC | 0.00086204
|  | FLO_EMIS | 2015 | ACT | SCRFL_* | RFL_* |  |  | VOC | 0.00086204
|  | FLO_EMIS | 2020 | ACT | SCRFL_* | RFL_* |  |  | VOC | 0.00086204
|  | FLO_EMIS | 2055 | ACT | SCRFL_* | RFL_* |  |  | VOC | 0.00086204
|  | FLO_EMIS | 2010 | ACT | SCRFL_* | RFL_* |  |  | CO | 0.0013203
|  | FLO_EMIS | 2015 | ACT | SCRFL_* | RFL_* |  |  | CO | 0.0013203
|  | FLO_EMIS | 2020 | ACT | SCRFL_* | RFL_* |  |  | CO | 0.0013203
|  | FLO_EMIS | 2055 | ACT | SCRFL_* | RFL_* |  |  | CO | 0.0013203
|  | FLO_EMIS | 2010 | ACT | SCRFL_* | RFL_* |  |  | NOX | 0.003022
|  | FLO_EMIS | 2015 | ACT | SCRFL_* | RFL_* |  |  | NOX | 0.0026821
|  | FLO_EMIS | 2020 | ACT | SCRFL_* | RFL_* |  |  | NOX | 0.0025373
|  | FLO_EMIS | 2055 | ACT | SCRFL_* | RFL_* |  |  | NOX | 0.0025373
|  | FLO_EMIS | 2010 | ACT | SCRFL_* | RFL_* |  |  | PM10 | 0.00072458
|  | FLO_EMIS | 2015 | ACT | SCRFL_* | RFL_* |  |  | PM10 | 0.0006444
|  | FLO_EMIS | 2020 | ACT | SCRFL_* | RFL_* |  |  | PM10 | 0.00061744
|  | FLO_EMIS | 2055 | ACT | SCRFL_* | RFL_* |  |  | PM10 | 0.00061744
|  | FLO_EMIS | 2010 | ACT | SCRFL_* | RFL_* |  |  | PM25 | 0.00040298
|  | FLO_EMIS | 2015 | ACT | SCRFL_* | RFL_* |  |  | PM25 | 0.00037589
|  | FLO_EMIS | 2020 | ACT | SCRFL_* | RFL_* |  |  | PM25 | 0.00034915
|  | FLO_EMIS | 2055 | ACT | SCRFL_* | RFL_* |  |  | PM25 | 0.00034915
|  | FLO_EMIS | 2010 | ACT | SCRFL_* | RFL_* |  |  | SO2 | 0.0026362
|  | FLO_EMIS | 2015 | ACT | SCRFL_* | RFL_* |  |  | SO2 | 0.0022674
|  | FLO_EMIS | 2020 | ACT | SCRFL_* | RFL_* |  |  | SO2 | 0.0021093
|  | FLO_EMIS | 2055 | ACT | SCRFL_* | RFL_* |  |  | SO2 | 0.0021093
|  | FLO_EMIS | 2010 | ACT | SCRFL_* | RFL_* |  |  | CH4 | 6.9129e-05
|  | FLO_EMIS | 2015 | ACT | SCRFL_* | RFL_* |  |  | CH4 | 6.9129e-05
|  | FLO_EMIS | 2020 | ACT | SCRFL_* | RFL_* |  |  | CH4 | 6.9129e-05
|  | FLO_EMIS | 2055 | ACT | SCRFL_* | RFL_* |  |  | CH4 | 6.9129e-05
|  | FLO_EMIS | 2010 | ACT | SCRFL_* | RFL_* |  |  | N2O | 3.7039e-05
|  | FLO_EMIS | 2015 | ACT | SCRFL_* | RFL_* |  |  | N2O | 3.7039e-05
|  | FLO_EMIS | 2020 | ACT | SCRFL_* | RFL_* |  |  | N2O | 3.7039e-05
|  | FLO_EMIS | 2055 | ACT | SCRFL_* | RFL_* |  |  | N2O | 3.7039e-05
|  | FLO_EMIS | 2010 | ACT | SCRFL_* | RFL_* |  |  | OC | 0.0001
|  | FLO_EMIS | 2015 | ACT | SCRFL_* | RFL_* |  |  | OC | 0.0001
|  | FLO_EMIS | 2020 | ACT | SCRFL_* | RFL_* |  |  | OC | 0.0001
|  | FLO_EMIS | 2055 | ACT | SCRFL_* | RFL_* |  |  | OC | 0.0001
|  | FLO_EMIS | 2010 | ACT | SCRFL_* | RFL_* |  |  | BC | 0.0002
|  | FLO_EMIS | 2015 | ACT | SCRFL_* | RFL_* |  |  | BC | 0.0002
|  | FLO_EMIS | 2020 | ACT | SCRFL_* | RFL_* |  |  | BC | 0.0002
|  | FLO_EMIS | 2055 | ACT | SCRFL_* | RFL_* |  |  | BC | 0.0002
|  | FLO_EMIS | 2010 | ACT | SCRFL_* | RFL_* |  |  | NOXI | 0.003022
|  | FLO_EMIS | 2015 | ACT | SCRFL_* | RFL_* |  |  | NOXI | 0.0026821
|  | FLO_EMIS | 2020 | ACT | SCRFL_* | RFL_* |  |  | NOXI | 0.0025373
|  | FLO_EMIS | 2055 | ACT | SCRFL_* | RFL_* |  |  | NOXI | 0.0025373
|  | FLO_EMIS | 2010 | ACT | SCRFL_* | RFL_* |  |  | SO2I | 0.0026362
|  | FLO_EMIS | 2015 | ACT | SCRFL_* | RFL_* |  |  | SO2I | 0.0022674
|  | FLO_EMIS | 2020 | ACT | SCRFL_* | RFL_* |  |  | SO2I | 0.0021093
|  | FLO_EMIS | 2055 | ACT | SCRFL_* | RFL_* |  |  | SO2I | 0.0021093
|  | FLO_EMIS | 2010 | ACT | SCRFL_* | RFL_* |  |  | PM10I | 0.00072458
|  | FLO_EMIS | 2015 | ACT | SCRFL_* | RFL_* |  |  | PM10I | 0.0006444
|  | FLO_EMIS | 2020 | ACT | SCRFL_* | RFL_* |  |  | PM10I | 0.00061744
|  | FLO_EMIS | 2055 | ACT | SCRFL_* | RFL_* |  |  | PM10I | 0.00061744
|  | FLO_EMIS | 2010 | ACT | SCRFL_* | RFL_* |  |  | CO2I | 2.2722
|  | FLO_EMIS | 2015 | ACT | SCRFL_* | RFL_* |  |  | CO2I | 2.2722
|  | FLO_EMIS | 2020 | ACT | SCRFL_* | RFL_* |  |  | CO2I | 2.2722
|  | FLO_EMIS | 2055 | ACT | SCRFL_* | RFL_* |  |  | CO2I | 2.2722
|  | FLO_EMIS | 2010 | ACT | SCRFL_* | RFL_* |  |  | NOXDIREF | 0.003022
|  | FLO_EMIS | 2015 | ACT | SCRFL_* | RFL_* |  |  | NOXDIREF | 0.0026821
|  | FLO_EMIS | 2020 | ACT | SCRFL_* | RFL_* |  |  | NOXDIREF | 0.0025373
|  | FLO_EMIS | 2055 | ACT | SCRFL_* | RFL_* |  |  | NOXDIREF | 0.0025373
*
|  | FLO_EMIS | 2010 | ACT | SCDSL_* | DSL_* |  |  | CO2 | 0.0061189
|  | FLO_EMIS | 2015 | ACT | SCDSL_* | DSL_* |  |  | CO2 | 0.0061189
|  | FLO_EMIS | 2020 | ACT | SCDSL_* | DSL_* |  |  | CO2 | 0.0061189
|  | FLO_EMIS | 2055 | ACT | SCDSL_* | DSL_* |  |  | CO2 | 0.0061189
|  | FLO_EMIS | 2010 | ACT | SCDSL_* | DSL_* |  |  | VOC | 0.0023189
|  | FLO_EMIS | 2015 | ACT | SCDSL_* | DSL_* |  |  | VOC | 0.0023189
|  | FLO_EMIS | 2020 | ACT | SCDSL_* | DSL_* |  |  | VOC | 0.0023189
|  | FLO_EMIS | 2055 | ACT | SCDSL_* | DSL_* |  |  | VOC | 0.0023189
|  | FLO_EMIS | 2010 | ACT | SCDSL_* | DSL_* |  |  | CO | 0.0035551
|  | FLO_EMIS | 2015 | ACT | SCDSL_* | DSL_* |  |  | CO | 0.0035551
|  | FLO_EMIS | 2020 | ACT | SCDSL_* | DSL_* |  |  | CO | 0.0035551
|  | FLO_EMIS | 2055 | ACT | SCDSL_* | DSL_* |  |  | CO | 0.0035551
|  | FLO_EMIS | 2010 | ACT | SCDSL_* | DSL_* |  |  | NOX | 0.0081385
|  | FLO_EMIS | 2015 | ACT | SCDSL_* | DSL_* |  |  | NOX | 0.0072228
|  | FLO_EMIS | 2020 | ACT | SCDSL_* | DSL_* |  |  | NOX | 0.0068329
|  | FLO_EMIS | 2055 | ACT | SCDSL_* | DSL_* |  |  | NOX | 0.0068329
|  | FLO_EMIS | 2010 | ACT | SCDSL_* | DSL_* |  |  | PM10 | 0.0019521
|  | FLO_EMIS | 2015 | ACT | SCDSL_* | DSL_* |  |  | PM10 | 0.001736
|  | FLO_EMIS | 2020 | ACT | SCDSL_* | DSL_* |  |  | PM10 | 0.0016633
|  | FLO_EMIS | 2055 | ACT | SCDSL_* | DSL_* |  |  | PM10 | 0.0016633
|  | FLO_EMIS | 2010 | ACT | SCDSL_* | DSL_* |  |  | PM25 | 0.0010856
|  | FLO_EMIS | 2015 | ACT | SCDSL_* | DSL_* |  |  | PM25 | 0.0010126
|  | FLO_EMIS | 2020 | ACT | SCDSL_* | DSL_* |  |  | PM25 | 0.00094055
|  | FLO_EMIS | 2055 | ACT | SCDSL_* | DSL_* |  |  | PM25 | 0.00094055
|  | FLO_EMIS | 2010 | ACT | SCDSL_* | DSL_* |  |  | SO2 | 0.0070967
|  | FLO_EMIS | 2015 | ACT | SCDSL_* | DSL_* |  |  | SO2 | 0.0061028
|  | FLO_EMIS | 2020 | ACT | SCDSL_* | DSL_* |  |  | SO2 | 0.0056768
|  | FLO_EMIS | 2055 | ACT | SCDSL_* | DSL_* |  |  | SO2 | 0.0056768
|  | FLO_EMIS | 2010 | ACT | SCDSL_* | DSL_* |  |  | CH4 | 0.00018621
|  | FLO_EMIS | 2015 | ACT | SCDSL_* | DSL_* |  |  | CH4 | 0.00018621
|  | FLO_EMIS | 2020 | ACT | SCDSL_* | DSL_* |  |  | CH4 | 0.00018621
|  | FLO_EMIS | 2055 | ACT | SCDSL_* | DSL_* |  |  | CH4 | 0.00018621
|  | FLO_EMIS | 2010 | ACT | SCDSL_* | DSL_* |  |  | N2O | 9.9753e-05
|  | FLO_EMIS | 2015 | ACT | SCDSL_* | DSL_* |  |  | N2O | 9.9753e-05
|  | FLO_EMIS | 2020 | ACT | SCDSL_* | DSL_* |  |  | N2O | 9.9753e-05
|  | FLO_EMIS | 2055 | ACT | SCDSL_* | DSL_* |  |  | N2O | 9.9753e-05
|  | FLO_EMIS | 2010 | ACT | SCDSL_* | DSL_* |  |  | OC | 0.0001
|  | FLO_EMIS | 2015 | ACT | SCDSL_* | DSL_* |  |  | OC | 0.0001
|  | FLO_EMIS | 2020 | ACT | SCDSL_* | DSL_* |  |  | OC | 0.0001
|  | FLO_EMIS | 2055 | ACT | SCDSL_* | DSL_* |  |  | OC | 0.0001
|  | FLO_EMIS | 2010 | ACT | SCDSL_* | DSL_* |  |  | BC | 0.0002
|  | FLO_EMIS | 2015 | ACT | SCDSL_* | DSL_* |  |  | BC | 0.0002
|  | FLO_EMIS | 2020 | ACT | SCDSL_* | DSL_* |  |  | BC | 0.0002
|  | FLO_EMIS | 2055 | ACT | SCDSL_* | DSL_* |  |  | BC | 0.0002
|  | FLO_EMIS | 2010 | ACT | SCDSL_* | DSL_* |  |  | NOXI | 0.0081385
|  | FLO_EMIS | 2015 | ACT | SCDSL_* | DSL_* |  |  | NOXI | 0.0072228
|  | FLO_EMIS | 2020 | ACT | SCDSL_* | DSL_* |  |  | NOXI | 0.0068329
|  | FLO_EMIS | 2055 | ACT | SCDSL_* | DSL_* |  |  | NOXI | 0.0068329
|  | FLO_EMIS | 2010 | ACT | SCDSL_* | DSL_* |  |  | SO2I | 0.0070967
|  | FLO_EMIS | 2015 | ACT | SCDSL_* | DSL_* |  |  | SO2I | 0.0061028
|  | FLO_EMIS | 2020 | ACT | SCDSL_* | DSL_* |  |  | SO2I | 0.0056768
|  | FLO_EMIS | 2055 | ACT | SCDSL_* | DSL_* |  |  | SO2I | 0.0056768
|  | FLO_EMIS | 2010 | ACT | SCDSL_* | DSL_* |  |  | PM10I | 0.0019521
|  | FLO_EMIS | 2015 | ACT | SCDSL_* | DSL_* |  |  | PM10I | 0.001736
|  | FLO_EMIS | 2020 | ACT | SCDSL_* | DSL_* |  |  | PM10I | 0.0016633
|  | FLO_EMIS | 2055 | ACT | SCDSL_* | DSL_* |  |  | PM10I | 0.0016633
|  | FLO_EMIS | 2010 | ACT | SCDSL_* | DSL_* |  |  | CO2I | 6.1189
|  | FLO_EMIS | 2015 | ACT | SCDSL_* | DSL_* |  |  | CO2I | 6.1189
|  | FLO_EMIS | 2020 | ACT | SCDSL_* | DSL_* |  |  | CO2I | 6.1189
|  | FLO_EMIS | 2055 | ACT | SCDSL_* | DSL_* |  |  | CO2I | 6.1189
|  | FLO_EMIS | 2010 | ACT | SCDSL_* | DSL_* |  |  | NOXDIREF | 0.0081385
|  | FLO_EMIS | 2015 | ACT | SCDSL_* | DSL_* |  |  | NOXDIREF | 0.0072228
|  | FLO_EMIS | 2020 | ACT | SCDSL_* | DSL_* |  |  | NOXDIREF | 0.0068329
|  | FLO_EMIS | 2055 | ACT | SCDSL_* | DSL_* |  |  | NOXDIREF | 0.0068329
*
|  | FLO_EMIS | 2010 | ACT | SCDSU_* | DSU_* |  |  | CO2 | 0.0061189
|  | FLO_EMIS | 2015 | ACT | SCDSU_* | DSU_* |  |  | CO2 | 0.0061189
|  | FLO_EMIS | 2020 | ACT | SCDSU_* | DSU_* |  |  | CO2 | 0.0061189
|  | FLO_EMIS | 2055 | ACT | SCDSU_* | DSU_* |  |  | CO2 | 0.0061189
|  | FLO_EMIS | 2010 | ACT | SCDSU_* | DSU_* |  |  | VOC | 0.0023189
|  | FLO_EMIS | 2015 | ACT | SCDSU_* | DSU_* |  |  | VOC | 0.0023189
|  | FLO_EMIS | 2020 | ACT | SCDSU_* | DSU_* |  |  | VOC | 0.0023189
|  | FLO_EMIS | 2055 | ACT | SCDSU_* | DSU_* |  |  | VOC | 0.0023189
|  | FLO_EMIS | 2010 | ACT | SCDSU_* | DSU_* |  |  | CO | 0.0035551
|  | FLO_EMIS | 2015 | ACT | SCDSU_* | DSU_* |  |  | CO | 0.0035551
|  | FLO_EMIS | 2020 | ACT | SCDSU_* | DSU_* |  |  | CO | 0.0035551
|  | FLO_EMIS | 2055 | ACT | SCDSU_* | DSU_* |  |  | CO | 0.0035551
|  | FLO_EMIS | 2010 | ACT | SCDSU_* | DSU_* |  |  | NOX | 0.0081385
|  | FLO_EMIS | 2015 | ACT | SCDSU_* | DSU_* |  |  | NOX | 0.0072228
|  | FLO_EMIS | 2020 | ACT | SCDSU_* | DSU_* |  |  | NOX | 0.0068329
|  | FLO_EMIS | 2055 | ACT | SCDSU_* | DSU_* |  |  | NOX | 0.0068329
|  | FLO_EMIS | 2010 | ACT | SCDSU_* | DSU_* |  |  | PM10 | 0.0019521
|  | FLO_EMIS | 2015 | ACT | SCDSU_* | DSU_* |  |  | PM10 | 0.001736
|  | FLO_EMIS | 2020 | ACT | SCDSU_* | DSU_* |  |  | PM10 | 0.0016633
|  | FLO_EMIS | 2055 | ACT | SCDSU_* | DSU_* |  |  | PM10 | 0.0016633
|  | FLO_EMIS | 2010 | ACT | SCDSU_* | DSU_* |  |  | PM25 | 0.0010856
|  | FLO_EMIS | 2015 | ACT | SCDSU_* | DSU_* |  |  | PM25 | 0.0010126
|  | FLO_EMIS | 2020 | ACT | SCDSU_* | DSU_* |  |  | PM25 | 0.00094055
|  | FLO_EMIS | 2055 | ACT | SCDSU_* | DSU_* |  |  | PM25 | 0.00094055
|  | FLO_EMIS | 2010 | ACT | SCDSU_* | DSU_* |  |  | SO2 | 0.0070967
|  | FLO_EMIS | 2015 | ACT | SCDSU_* | DSU_* |  |  | SO2 | 0.0061028
|  | FLO_EMIS | 2020 | ACT | SCDSU_* | DSU_* |  |  | SO2 | 0.0056768
|  | FLO_EMIS | 2055 | ACT | SCDSU_* | DSU_* |  |  | SO2 | 0.0056768
|  | FLO_EMIS | 2010 | ACT | SCDSU_* | DSU_* |  |  | CH4 | 0.00018621
|  | FLO_EMIS | 2015 | ACT | SCDSU_* | DSU_* |  |  | CH4 | 0.00018621
|  | FLO_EMIS | 2020 | ACT | SCDSU_* | DSU_* |  |  | CH4 | 0.00018621
|  | FLO_EMIS | 2055 | ACT | SCDSU_* | DSU_* |  |  | CH4 | 0.00018621
|  | FLO_EMIS | 2010 | ACT | SCDSU_* | DSU_* |  |  | N2O | 9.9753e-05
|  | FLO_EMIS | 2015 | ACT | SCDSU_* | DSU_* |  |  | N2O | 9.9753e-05
|  | FLO_EMIS | 2020 | ACT | SCDSU_* | DSU_* |  |  | N2O | 9.9753e-05
|  | FLO_EMIS | 2055 | ACT | SCDSU_* | DSU_* |  |  | N2O | 9.9753e-05
|  | FLO_EMIS | 2010 | ACT | SCDSU_* | DSU_* |  |  | OC | 0.0001
|  | FLO_EMIS | 2015 | ACT | SCDSU_* | DSU_* |  |  | OC | 0.0001
|  | FLO_EMIS | 2020 | ACT | SCDSU_* | DSU_* |  |  | OC | 0.0001
|  | FLO_EMIS | 2055 | ACT | SCDSU_* | DSU_* |  |  | OC | 0.0001
|  | FLO_EMIS | 2010 | ACT | SCDSU_* | DSU_* |  |  | BC | 0.0002
|  | FLO_EMIS | 2015 | ACT | SCDSU_* | DSU_* |  |  | BC | 0.0002
|  | FLO_EMIS | 2020 | ACT | SCDSU_* | DSU_* |  |  | BC | 0.0002
|  | FLO_EMIS | 2055 | ACT | SCDSU_* | DSU_* |  |  | BC | 0.0002
|  | FLO_EMIS | 2010 | ACT | SCDSU_* | DSU_* |  |  | NOXI | 0.0081385
|  | FLO_EMIS | 2015 | ACT | SCDSU_* | DSU_* |  |  | NOXI | 0.0072228
|  | FLO_EMIS | 2020 | ACT | SCDSU_* | DSU_* |  |  | NOXI | 0.0068329
|  | FLO_EMIS | 2055 | ACT | SCDSU_* | DSU_* |  |  | NOXI | 0.0068329
|  | FLO_EMIS | 2010 | ACT | SCDSU_* | DSU_* |  |  | SO2I | 0.0070967
|  | FLO_EMIS | 2015 | ACT | SCDSU_* | DSU_* |  |  | SO2I | 0.0061028
|  | FLO_EMIS | 2020 | ACT | SCDSU_* | DSU_* |  |  | SO2I | 0.0056768
|  | FLO_EMIS | 2055 | ACT | SCDSU_* | DSU_* |  |  | SO2I | 0.0056768
|  | FLO_EMIS | 2010 | ACT | SCDSU_* | DSU_* |  |  | PM10I | 0.0019521
|  | FLO_EMIS | 2015 | ACT | SCDSU_* | DSU_* |  |  | PM10I | 0.001736
|  | FLO_EMIS | 2020 | ACT | SCDSU_* | DSU_* |  |  | PM10I | 0.0016633
|  | FLO_EMIS | 2055 | ACT | SCDSU_* | DSU_* |  |  | PM10I | 0.0016633
|  | FLO_EMIS | 2010 | ACT | SCDSU_* | DSU_* |  |  | CO2I | 6.1189
|  | FLO_EMIS | 2015 | ACT | SCDSU_* | DSU_* |  |  | CO2I | 6.1189
|  | FLO_EMIS | 2020 | ACT | SCDSU_* | DSU_* |  |  | CO2I | 6.1189
|  | FLO_EMIS | 2055 | ACT | SCDSU_* | DSU_* |  |  | CO2I | 6.1189
|  | FLO_EMIS | 2010 | ACT | SCDSU_* | DSU_* |  |  | NOXDIREF | 0.0081385
|  | FLO_EMIS | 2015 | ACT | SCDSU_* | DSU_* |  |  | NOXDIREF | 0.0072228
|  | FLO_EMIS | 2020 | ACT | SCDSU_* | DSU_* |  |  | NOXDIREF | 0.0068329
|  | FLO_EMIS | 2055 | ACT | SCDSU_* | DSU_* |  |  | NOXDIREF | 0.0068329
*
|  | FLO_EMIS | 2025 | ACT | SCH2GSMR | H2G* |  |  | CO2T | 114
|  | FLO_EMIS | 2040 | ACT | SCH2GSMR | H2G* |  |  | CO2T | 104
|  | FLO_EMIS | 2050 | ACT | SCH2GSMR | H2G* |  |  | CO2T | 104
|  | FLO_EMIS | 2025 | ACT | SCH2GSMR | H2G* |  |  | CO2 | 0.114
|  | FLO_EMIS | 2040 | ACT | SCH2GSMR | H2G* |  |  | CO2 | 0.104
|  | FLO_EMIS | 2050 | ACT | SCH2GSMR | H2G* |  |  | CO2 | 0.104
*
|  | FLO_EMIS | 2025 | ACT | SCH2GHTE | H2G* |  |  | CO2T | 54
|  | FLO_EMIS | 2040 | ACT | SCH2GHTE | H2G* |  |  | CO2T | 44
|  | FLO_EMIS | 2050 | ACT | SCH2GHTE | H2G* |  |  | CO2T | 44
|  | FLO_EMIS | 2025 | ACT | SCH2GHTE | H2G* |  |  | CO2 | 0.054
|  | FLO_EMIS | 2040 | ACT | SCH2GHTE | H2G* |  |  | CO2 | 0.044
|  | FLO_EMIS | 2050 | ACT | SCH2GHTE | H2G* |  |  | CO2 | 0.044
*
|  | FLO_EMIS | 2025 | ACT | SCH2GLTE | H2G* |  |  | CO2T | 21
|  | FLO_EMIS | 2040 | ACT | SCH2GLTE | H2G* |  |  | CO2T | 17
|  | FLO_EMIS | 2050 | ACT | SCH2GLTE | H2G* |  |  | CO2T | 17
|  | FLO_EMIS | 2025 | ACT | SCH2GLTE | H2G* |  |  | CO2 | 0.021
|  | FLO_EMIS | 2040 | ACT | SCH2GLTE | H2G* |  |  | CO2 | 0.017
|  | FLO_EMIS | 2050 | ACT | SCH2GLTE | H2G* |  |  | CO2 | 0.017
*
|  | FLO_EMIS | 2025 | ACT | SCH2GGAS | H2G* |  |  | CO2T | 23
|  | FLO_EMIS | 2040 | ACT | SCH2GGAS | H2G* |  |  | CO2T | 23
|  | FLO_EMIS | 2050 | ACT | SCH2GGAS | H2G* |  |  | CO2T | 23
|  | FLO_EMIS | 2025 | ACT | SCH2GGAS | H2G* |  |  | CO2 | 0.023
|  | FLO_EMIS | 2040 | ACT | SCH2GGAS | H2G* |  |  | CO2 | 0.023
|  | FLO_EMIS | 2050 | ACT | SCH2GGAS | H2G* |  |  | CO2 | 0.023
*
|  | FLO_EMIS | 2010 | ACT | XELCIMPPJM* |  | ELC |  | CO2E | 145.3472
|  | FLO_EMIS | 2015 | ACT | XELCIMPPJM* |  | ELC |  | CO2E | 128.9167
|  | FLO_EMIS | 2020 | ACT | XELCIMPPJM* |  | ELC |  | CO2E | 98.5833
|  | FLO_EMIS | 2050 | ACT | XELCIMPPJM* |  | ELC |  | CO2E | 73.9375
|  | FLO_EMIS | 2010 | ACT | XELCIMPPJM* |  | ELC |  | CO2 | 0.14535
|  | FLO_EMIS | 2015 | ACT | XELCIMPPJM* |  | ELC |  | CO2 | 0.12892
|  | FLO_EMIS | 2020 | ACT | XELCIMPPJM* |  | ELC |  | CO2 | 0.098583
|  | FLO_EMIS | 2050 | ACT | XELCIMPPJM* |  | ELC |  | CO2 | 0.073938
*
|  | FLO_EMIS | 2010 | ACT | XELCIMPNE* |  | ELC |  | CO2E | 111.5665
|  | FLO_EMIS | 2015 | ACT | XELCIMPNE* |  | ELC |  | CO2E | 104.1667
|  | FLO_EMIS | 2020 | ACT | XELCIMPNE* |  | ELC |  | CO2E | 92.5926
|  | FLO_EMIS | 2050 | ACT | XELCIMPNE* |  | ELC |  | CO2E | 69.4444
|  | FLO_EMIS | 2010 | ACT | XELCIMPNE* |  | ELC |  | CO2 | 0.11157
|  | FLO_EMIS | 2015 | ACT | XELCIMPNE* |  | ELC |  | CO2 | 0.10417
|  | FLO_EMIS | 2020 | ACT | XELCIMPNE* |  | ELC |  | CO2 | 0.092593
|  | FLO_EMIS | 2050 | ACT | XELCIMPNE* |  | ELC |  | CO2 | 0.069444
*
|  | FLO_EMIS | 2010 | ACT | XELCIMPCA* |  | ELC |  | CO2E | 19.7917
|  | FLO_EMIS | 2015 | ACT | XELCIMPCA* |  | ELC |  | CO2E | 5.6944
|  | FLO_EMIS | 2020 | ACT | XELCIMPCA* |  | ELC |  | CO2E | 2.9861
|  | FLO_EMIS | 2050 | ACT | XELCIMPCA* |  | ELC |  | CO2E | 2.2396
|  | FLO_EMIS | 2010 | ACT | XELCIMPCA* |  | ELC |  | CO2 | 0.019792
|  | FLO_EMIS | 2015 | ACT | XELCIMPCA* |  | ELC |  | CO2 | 0.0056944
|  | FLO_EMIS | 2020 | ACT | XELCIMPCA* |  | ELC |  | CO2 | 0.0029861
|  | FLO_EMIS | 2050 | ACT | XELCIMPCA* |  | ELC |  | CO2 | 0.0022396
*
|  | FLO_EMIS | 2010 | ACT | XELCIMPPSEG* |  | ELC |  | CO2E | 59.4028
|  | FLO_EMIS | 2015 | ACT | XELCIMPPSEG* |  | ELC |  | CO2E | 59.4028
|  | FLO_EMIS | 2020 | ACT | XELCIMPPSEG* |  | ELC |  | CO2E | 45.8792
|  | FLO_EMIS | 2050 | ACT | XELCIMPPSEG* |  | ELC |  | CO2E | 34.4094
|  | FLO_EMIS | 2010 | ACT | XELCIMPPSEG* |  | ELC |  | CO2 | 0.059403
|  | FLO_EMIS | 2015 | ACT | XELCIMPPSEG* |  | ELC |  | CO2 | 0.059403
|  | FLO_EMIS | 2020 | ACT | XELCIMPPSEG* |  | ELC |  | CO2 | 0.045879
|  | FLO_EMIS | 2050 | ACT | XELCIMPPSEG* |  | ELC |  | CO2 | 0.034409
|  | FLO_EMIS | 2010 | ACT | SCLPG_* | LPG_* |  |  | CO2 | 0.0061239
|  | FLO_EMIS | 2015 | ACT | SCLPG_* | LPG_* |  |  | CO2 | 0.0061239
|  | FLO_EMIS | 2020 | ACT | SCLPG_* | LPG_* |  |  | CO2 | 0.0061239
|  | FLO_EMIS | 2055 | ACT | SCLPG_* | LPG_* |  |  | CO2 | 0.0061239
|  | FLO_EMIS | 2010 | ACT | SCLPG_* | LPG_* |  |  | VOC | 0.0023233
|  | FLO_EMIS | 2015 | ACT | SCLPG_* | LPG_* |  |  | VOC | 0.0023233
|  | FLO_EMIS | 2020 | ACT | SCLPG_* | LPG_* |  |  | VOC | 0.0023233
|  | FLO_EMIS | 2055 | ACT | SCLPG_* | LPG_* |  |  | VOC | 0.0023233
|  | FLO_EMIS | 2010 | ACT | SCLPG_* | LPG_* |  |  | CO | 0.0035584
|  | FLO_EMIS | 2015 | ACT | SCLPG_* | LPG_* |  |  | CO | 0.0035584
|  | FLO_EMIS | 2020 | ACT | SCLPG_* | LPG_* |  |  | CO | 0.0035584
|  | FLO_EMIS | 2055 | ACT | SCLPG_* | LPG_* |  |  | CO | 0.0035584
|  | FLO_EMIS | 2010 | ACT | SCLPG_* | LPG_* |  |  | NOX | 0.0081446
|  | FLO_EMIS | 2015 | ACT | SCLPG_* | LPG_* |  |  | NOX | 0.0072285
|  | FLO_EMIS | 2020 | ACT | SCLPG_* | LPG_* |  |  | NOX | 0.0068384
|  | FLO_EMIS | 2055 | ACT | SCLPG_* | LPG_* |  |  | NOX | 0.0068384
|  | FLO_EMIS | 2010 | ACT | SCLPG_* | LPG_* |  |  | PM10 | 0.0019528
|  | FLO_EMIS | 2015 | ACT | SCLPG_* | LPG_* |  |  | PM10 | 0.0017367
|  | FLO_EMIS | 2020 | ACT | SCLPG_* | LPG_* |  |  | PM10 | 0.0016641
|  | FLO_EMIS | 2055 | ACT | SCLPG_* | LPG_* |  |  | PM10 | 0.0016641
|  | FLO_EMIS | 2010 | ACT | SCLPG_* | LPG_* |  |  | PM25 | 0.0010861
|  | FLO_EMIS | 2015 | ACT | SCLPG_* | LPG_* |  |  | PM25 | 0.0010131
|  | FLO_EMIS | 2020 | ACT | SCLPG_* | LPG_* |  |  | PM25 | 0.000941
|  | FLO_EMIS | 2055 | ACT | SCLPG_* | LPG_* |  |  | PM25 | 0.000941
|  | FLO_EMIS | 2010 | ACT | SCLPG_* | LPG_* |  |  | SO2 | 0.0071047
|  | FLO_EMIS | 2015 | ACT | SCLPG_* | LPG_* |  |  | SO2 | 0.0061108
|  | FLO_EMIS | 2020 | ACT | SCLPG_* | LPG_* |  |  | SO2 | 0.0056848
|  | FLO_EMIS | 2055 | ACT | SCLPG_* | LPG_* |  |  | SO2 | 0.0056848
|  | FLO_EMIS | 2010 | ACT | SCLPG_* | LPG_* |  |  | CH4 | 0.00018631
|  | FLO_EMIS | 2015 | ACT | SCLPG_* | LPG_* |  |  | CH4 | 0.00018631
|  | FLO_EMIS | 2020 | ACT | SCLPG_* | LPG_* |  |  | CH4 | 0.00018631
|  | FLO_EMIS | 2055 | ACT | SCLPG_* | LPG_* |  |  | CH4 | 0.00018631
|  | FLO_EMIS | 2010 | ACT | SCLPG_* | LPG_* |  |  | N2O | 9.9823e-05
|  | FLO_EMIS | 2015 | ACT | SCLPG_* | LPG_* |  |  | N2O | 9.9823e-05
|  | FLO_EMIS | 2020 | ACT | SCLPG_* | LPG_* |  |  | N2O | 9.9823e-05
|  | FLO_EMIS | 2055 | ACT | SCLPG_* | LPG_* |  |  | N2O | 9.9823e-05
|  | FLO_EMIS | 2010 | ACT | SCLPG_* | LPG_* |  |  | OC | 0.0001
|  | FLO_EMIS | 2015 | ACT | SCLPG_* | LPG_* |  |  | OC | 0.0001
|  | FLO_EMIS | 2020 | ACT | SCLPG_* | LPG_* |  |  | OC | 0.0001
|  | FLO_EMIS | 2055 | ACT | SCLPG_* | LPG_* |  |  | OC | 0.0001
|  | FLO_EMIS | 2010 | ACT | SCLPG_* | LPG_* |  |  | BC | 0.0002
|  | FLO_EMIS | 2015 | ACT | SCLPG_* | LPG_* |  |  | BC | 0.0002
|  | FLO_EMIS | 2020 | ACT | SCLPG_* | LPG_* |  |  | BC | 0.0002
|  | FLO_EMIS | 2055 | ACT | SCLPG_* | LPG_* |  |  | BC | 0.0002
|  | FLO_EMIS | 2010 | ACT | SCLPG_* | LPG_* |  |  | NOXI | 0.0081446
|  | FLO_EMIS | 2015 | ACT | SCLPG_* | LPG_* |  |  | NOXI | 0.0072285
|  | FLO_EMIS | 2020 | ACT | SCLPG_* | LPG_* |  |  | NOXI | 0.0068384
|  | FLO_EMIS | 2055 | ACT | SCLPG_* | LPG_* |  |  | NOXI | 0.0068384
|  | FLO_EMIS | 2010 | ACT | SCLPG_* | LPG_* |  |  | SO2I | 0.0071047
|  | FLO_EMIS | 2015 | ACT | SCLPG_* | LPG_* |  |  | SO2I | 0.0061108
|  | FLO_EMIS | 2020 | ACT | SCLPG_* | LPG_* |  |  | SO2I | 0.0056848
|  | FLO_EMIS | 2055 | ACT | SCLPG_* | LPG_* |  |  | SO2I | 0.0056848
|  | FLO_EMIS | 2010 | ACT | SCLPG_* | LPG_* |  |  | PM10I | 0.0019528
|  | FLO_EMIS | 2015 | ACT | SCLPG_* | LPG_* |  |  | PM10I | 0.0017367
|  | FLO_EMIS | 2020 | ACT | SCLPG_* | LPG_* |  |  | PM10I | 0.0016641
|  | FLO_EMIS | 2055 | ACT | SCLPG_* | LPG_* |  |  | PM10I | 0.0016641
|  | FLO_EMIS | 2010 | ACT | SCLPG_* | LPG_* |  |  | CO2I | 6.1239
|  | FLO_EMIS | 2015 | ACT | SCLPG_* | LPG_* |  |  | CO2I | 6.1239
|  | FLO_EMIS | 2020 | ACT | SCLPG_* | LPG_* |  |  | CO2I | 6.1239
|  | FLO_EMIS | 2055 | ACT | SCLPG_* | LPG_* |  |  | CO2I | 6.1239
|  | FLO_EMIS | 2010 | ACT | SCLPG_* | LPG_* |  |  | NOXDIREF | 0.0081446
|  | FLO_EMIS | 2015 | ACT | SCLPG_* | LPG_* |  |  | NOXDIREF | 0.0072285
|  | FLO_EMIS | 2020 | ACT | SCLPG_* | LPG_* |  |  | NOXDIREF | 0.0068384
|  | FLO_EMIS | 2055 | ACT | SCLPG_* | LPG_* |  |  | NOXDIREF | 0.0068384
*
|  | FLO_EMIS | 2010 | ACT | SCJTF_* | JTF_* |  |  | CO2 | 0.0050055
|  | FLO_EMIS | 2015 | ACT | SCJTF_* | JTF_* |  |  | CO2 | 0.0050055
|  | FLO_EMIS | 2020 | ACT | SCJTF_* | JTF_* |  |  | CO2 | 0.0050055
|  | FLO_EMIS | 2055 | ACT | SCJTF_* | JTF_* |  |  | CO2 | 0.0050055
|  | FLO_EMIS | 2010 | ACT | SCJTF_* | JTF_* |  |  | VOC | 0.00013036
|  | FLO_EMIS | 2015 | ACT | SCJTF_* | JTF_* |  |  | VOC | 0.00013036
|  | FLO_EMIS | 2020 | ACT | SCJTF_* | JTF_* |  |  | VOC | 0.00013036
|  | FLO_EMIS | 2055 | ACT | SCJTF_* | JTF_* |  |  | VOC | 0.00013036
|  | FLO_EMIS | 2010 | ACT | SCJTF_* | JTF_* |  |  | CO | 0.0023752
|  | FLO_EMIS | 2015 | ACT | SCJTF_* | JTF_* |  |  | CO | 0.0023752
|  | FLO_EMIS | 2020 | ACT | SCJTF_* | JTF_* |  |  | CO | 0.0023752
|  | FLO_EMIS | 2055 | ACT | SCJTF_* | JTF_* |  |  | CO | 0.0023752
|  | FLO_EMIS | 2010 | ACT | SCJTF_* | JTF_* |  |  | NOX | 0.0069175
|  | FLO_EMIS | 2015 | ACT | SCJTF_* | JTF_* |  |  | NOX | 0.0060135
|  | FLO_EMIS | 2020 | ACT | SCJTF_* | JTF_* |  |  | NOX | 0.0056255
|  | FLO_EMIS | 2055 | ACT | SCJTF_* | JTF_* |  |  | NOX | 0.0056255
|  | FLO_EMIS | 2010 | ACT | SCJTF_* | JTF_* |  |  | PM10 | 0.0017337
|  | FLO_EMIS | 2015 | ACT | SCJTF_* | JTF_* |  |  | PM10 | 0.0014917
|  | FLO_EMIS | 2020 | ACT | SCJTF_* | JTF_* |  |  | PM10 | 0.0014029
|  | FLO_EMIS | 2055 | ACT | SCJTF_* | JTF_* |  |  | PM10 | 0.0014029
|  | FLO_EMIS | 2010 | ACT | SCJTF_* | JTF_* |  |  | PM25 | 0.00099605
|  | FLO_EMIS | 2015 | ACT | SCJTF_* | JTF_* |  |  | PM25 | 0.00090243
|  | FLO_EMIS | 2020 | ACT | SCJTF_* | JTF_* |  |  | PM25 | 0.00082128
|  | FLO_EMIS | 2055 | ACT | SCJTF_* | JTF_* |  |  | PM25 | 0.00082128
|  | FLO_EMIS | 2010 | ACT | SCJTF_* | JTF_* |  |  | SO2 | 0.0035779
|  | FLO_EMIS | 2015 | ACT | SCJTF_* | JTF_* |  |  | SO2 | 0.00264
|  | FLO_EMIS | 2020 | ACT | SCJTF_* | JTF_* |  |  | SO2 | 0.0022381
|  | FLO_EMIS | 2055 | ACT | SCJTF_* | JTF_* |  |  | SO2 | 0.0022381
|  | FLO_EMIS | 2010 | ACT | SCJTF_* | JTF_* |  |  | CH4 | 0.00018799
|  | FLO_EMIS | 2015 | ACT | SCJTF_* | JTF_* |  |  | CH4 | 0.00018799
|  | FLO_EMIS | 2020 | ACT | SCJTF_* | JTF_* |  |  | CH4 | 0.00018799
|  | FLO_EMIS | 2055 | ACT | SCJTF_* | JTF_* |  |  | CH4 | 0.00018799
|  | FLO_EMIS | 2010 | ACT | SCJTF_* | JTF_* |  |  | N2O | 9.244e-05
|  | FLO_EMIS | 2015 | ACT | SCJTF_* | JTF_* |  |  | N2O | 9.244e-05
|  | FLO_EMIS | 2020 | ACT | SCJTF_* | JTF_* |  |  | N2O | 9.244e-05
|  | FLO_EMIS | 2055 | ACT | SCJTF_* | JTF_* |  |  | N2O | 9.244e-05
|  | FLO_EMIS | 2010 | ACT | SCJTF_* | JTF_* |  |  | OC | 0.0001
|  | FLO_EMIS | 2015 | ACT | SCJTF_* | JTF_* |  |  | OC | 0.0001
|  | FLO_EMIS | 2020 | ACT | SCJTF_* | JTF_* |  |  | OC | 0.0001
|  | FLO_EMIS | 2055 | ACT | SCJTF_* | JTF_* |  |  | OC | 0.0001
|  | FLO_EMIS | 2010 | ACT | SCJTF_* | JTF_* |  |  | BC | 0.0002
|  | FLO_EMIS | 2015 | ACT | SCJTF_* | JTF_* |  |  | BC | 0.0002
|  | FLO_EMIS | 2020 | ACT | SCJTF_* | JTF_* |  |  | BC | 0.0002
|  | FLO_EMIS | 2055 | ACT | SCJTF_* | JTF_* |  |  | BC | 0.0002
|  | FLO_EMIS | 2010 | ACT | SCJTF_* | JTF_* |  |  | NOXI | 0.0069175
|  | FLO_EMIS | 2015 | ACT | SCJTF_* | JTF_* |  |  | NOXI | 0.0060135
|  | FLO_EMIS | 2020 | ACT | SCJTF_* | JTF_* |  |  | NOXI | 0.0056255
|  | FLO_EMIS | 2055 | ACT | SCJTF_* | JTF_* |  |  | NOXI | 0.0056255
|  | FLO_EMIS | 2010 | ACT | SCJTF_* | JTF_* |  |  | SO2I | 0.0035779
|  | FLO_EMIS | 2015 | ACT | SCJTF_* | JTF_* |  |  | SO2I | 0.00264
|  | FLO_EMIS | 2020 | ACT | SCJTF_* | JTF_* |  |  | SO2I | 0.0022381
|  | FLO_EMIS | 2055 | ACT | SCJTF_* | JTF_* |  |  | SO2I | 0.0022381
|  | FLO_EMIS | 2010 | ACT | SCJTF_* | JTF_* |  |  | PM10I | 0.0017337
|  | FLO_EMIS | 2015 | ACT | SCJTF_* | JTF_* |  |  | PM10I | 0.0014917
|  | FLO_EMIS | 2020 | ACT | SCJTF_* | JTF_* |  |  | PM10I | 0.0014029
|  | FLO_EMIS | 2055 | ACT | SCJTF_* | JTF_* |  |  | PM10I | 0.0014029
|  | FLO_EMIS | 2010 | ACT | SCJTF_* | JTF_* |  |  | CO2I | 5.0055
|  | FLO_EMIS | 2015 | ACT | SCJTF_* | JTF_* |  |  | CO2I | 5.0055
|  | FLO_EMIS | 2020 | ACT | SCJTF_* | JTF_* |  |  | CO2I | 5.0055
|  | FLO_EMIS | 2055 | ACT | SCJTF_* | JTF_* |  |  | CO2I | 5.0055
|  | FLO_EMIS | 2010 | ACT | SCJTF_* | JTF_* |  |  | NOXDIREF | 0.0069175
|  | FLO_EMIS | 2015 | ACT | SCJTF_* | JTF_* |  |  | NOXDIREF | 0.0060135
|  | FLO_EMIS | 2020 | ACT | SCJTF_* | JTF_* |  |  | NOXDIREF | 0.0056255
|  | FLO_EMIS | 2055 | ACT | SCJTF_* | JTF_* |  |  | NOXDIREF | 0.0056255
*
|  | FLO_EMIS | 2010 | ACT | SCRFH_* | RFH_* |  |  | CO2 | 0.0022722
|  | FLO_EMIS | 2015 | ACT | SCRFH_* | RFH_* |  |  | CO2 | 0.0022722
|  | FLO_EMIS | 2020 | ACT | SCRFH_* | RFH_* |  |  | CO2 | 0.0022722
|  | FLO_EMIS | 2055 | ACT | SCRFH_* | RFH_* |  |  | CO2 | 0.0022722
|  | FLO_EMIS | 2010 | ACT | SCRFH_* | RFH_* |  |  | VOC | 0.00086204
|  | FLO_EMIS | 2015 | ACT | SCRFH_* | RFH_* |  |  | VOC | 0.00086204
|  | FLO_EMIS | 2020 | ACT | SCRFH_* | RFH_* |  |  | VOC | 0.00086204
|  | FLO_EMIS | 2055 | ACT | SCRFH_* | RFH_* |  |  | VOC | 0.00086204
|  | FLO_EMIS | 2010 | ACT | SCRFH_* | RFH_* |  |  | CO | 0.0013203
|  | FLO_EMIS | 2015 | ACT | SCRFH_* | RFH_* |  |  | CO | 0.0013203
|  | FLO_EMIS | 2020 | ACT | SCRFH_* | RFH_* |  |  | CO | 0.0013203
|  | FLO_EMIS | 2055 | ACT | SCRFH_* | RFH_* |  |  | CO | 0.0013203
|  | FLO_EMIS | 2010 | ACT | SCRFH_* | RFH_* |  |  | NOX | 0.003022
|  | FLO_EMIS | 2015 | ACT | SCRFH_* | RFH_* |  |  | NOX | 0.0026821
|  | FLO_EMIS | 2020 | ACT | SCRFH_* | RFH_* |  |  | NOX | 0.0025373
|  | FLO_EMIS | 2055 | ACT | SCRFH_* | RFH_* |  |  | NOX | 0.0025373
|  | FLO_EMIS | 2010 | ACT | SCRFH_* | RFH_* |  |  | PM10 | 0.00072458
|  | FLO_EMIS | 2015 | ACT | SCRFH_* | RFH_* |  |  | PM10 | 0.0006444
|  | FLO_EMIS | 2020 | ACT | SCRFH_* | RFH_* |  |  | PM10 | 0.00061744
|  | FLO_EMIS | 2055 | ACT | SCRFH_* | RFH_* |  |  | PM10 | 0.00061744
|  | FLO_EMIS | 2010 | ACT | SCRFH_* | RFH_* |  |  | PM25 | 0.00040298
|  | FLO_EMIS | 2015 | ACT | SCRFH_* | RFH_* |  |  | PM25 | 0.00037589
|  | FLO_EMIS | 2020 | ACT | SCRFH_* | RFH_* |  |  | PM25 | 0.00034915
|  | FLO_EMIS | 2055 | ACT | SCRFH_* | RFH_* |  |  | PM25 | 0.00034915
|  | FLO_EMIS | 2010 | ACT | SCRFH_* | RFH_* |  |  | SO2 | 0.0026362
|  | FLO_EMIS | 2015 | ACT | SCRFH_* | RFH_* |  |  | SO2 | 0.0022674
|  | FLO_EMIS | 2020 | ACT | SCRFH_* | RFH_* |  |  | SO2 | 0.0021093
|  | FLO_EMIS | 2055 | ACT | SCRFH_* | RFH_* |  |  | SO2 | 0.0021093
|  | FLO_EMIS | 2010 | ACT | SCRFH_* | RFH_* |  |  | CH4 | 6.9129e-05
|  | FLO_EMIS | 2015 | ACT | SCRFH_* | RFH_* |  |  | CH4 | 6.9129e-05
|  | FLO_EMIS | 2020 | ACT | SCRFH_* | RFH_* |  |  | CH4 | 6.9129e-05
|  | FLO_EMIS | 2055 | ACT | SCRFH_* | RFH_* |  |  | CH4 | 6.9129e-05
|  | FLO_EMIS | 2010 | ACT | SCRFH_* | RFH_* |  |  | N2O | 3.7039e-05
|  | FLO_EMIS | 2015 | ACT | SCRFH_* | RFH_* |  |  | N2O | 3.7039e-05
|  | FLO_EMIS | 2020 | ACT | SCRFH_* | RFH_* |  |  | N2O | 3.7039e-05
|  | FLO_EMIS | 2055 | ACT | SCRFH_* | RFH_* |  |  | N2O | 3.7039e-05
|  | FLO_EMIS | 2010 | ACT | SCRFH_* | RFH_* |  |  | OC | 0.0001
|  | FLO_EMIS | 2015 | ACT | SCRFH_* | RFH_* |  |  | OC | 0.0001
|  | FLO_EMIS | 2020 | ACT | SCRFH_* | RFH_* |  |  | OC | 0.0001
|  | FLO_EMIS | 2055 | ACT | SCRFH_* | RFH_* |  |  | OC | 0.0001
|  | FLO_EMIS | 2010 | ACT | SCRFH_* | RFH_* |  |  | BC | 0.0002
|  | FLO_EMIS | 2015 | ACT | SCRFH_* | RFH_* |  |  | BC | 0.0002
|  | FLO_EMIS | 2020 | ACT | SCRFH_* | RFH_* |  |  | BC | 0.0002
|  | FLO_EMIS | 2055 | ACT | SCRFH_* | RFH_* |  |  | BC | 0.0002
|  | FLO_EMIS | 2010 | ACT | SCRFH_* | RFH_* |  |  | NOXI | 0.003022
|  | FLO_EMIS | 2015 | ACT | SCRFH_* | RFH_* |  |  | NOXI | 0.0026821
|  | FLO_EMIS | 2020 | ACT | SCRFH_* | RFH_* |  |  | NOXI | 0.0025373
|  | FLO_EMIS | 2055 | ACT | SCRFH_* | RFH_* |  |  | NOXI | 0.0025373
|  | FLO_EMIS | 2010 | ACT | SCRFH_* | RFH_* |  |  | SO2I | 0.0026362
|  | FLO_EMIS | 2015 | ACT | SCRFH_* | RFH_* |  |  | SO2I | 0.0022674
|  | FLO_EMIS | 2020 | ACT | SCRFH_* | RFH_* |  |  | SO2I | 0.0021093
|  | FLO_EMIS | 2055 | ACT | SCRFH_* | RFH_* |  |  | SO2I | 0.0021093
|  | FLO_EMIS | 2010 | ACT | SCRFH_* | RFH_* |  |  | PM10I | 0.00072458
|  | FLO_EMIS | 2015 | ACT | SCRFH_* | RFH_* |  |  | PM10I | 0.0006444
|  | FLO_EMIS | 2020 | ACT | SCRFH_* | RFH_* |  |  | PM10I | 0.00061744
|  | FLO_EMIS | 2055 | ACT | SCRFH_* | RFH_* |  |  | PM10I | 0.00061744
|  | FLO_EMIS | 2010 | ACT | SCRFH_* | RFH_* |  |  | CO2I | 2.2722
|  | FLO_EMIS | 2015 | ACT | SCRFH_* | RFH_* |  |  | CO2I | 2.2722
|  | FLO_EMIS | 2020 | ACT | SCRFH_* | RFH_* |  |  | CO2I | 2.2722
|  | FLO_EMIS | 2055 | ACT | SCRFH_* | RFH_* |  |  | CO2I | 2.2722
|  | FLO_EMIS | 2010 | ACT | SCRFH_* | RFH_* |  |  | NOXDIREF | 0.003022
|  | FLO_EMIS | 2015 | ACT | SCRFH_* | RFH_* |  |  | NOXDIREF | 0.0026821
|  | FLO_EMIS | 2020 | ACT | SCRFH_* | RFH_* |  |  | NOXDIREF | 0.0025373
|  | FLO_EMIS | 2055 | ACT | SCRFH_* | RFH_* |  |  | NOXDIREF | 0.0025373
*
|  | FLO_EMIS | 2010 | ACT | SCKER_* | KER_* |  |  | CO2 | 0.0050055
|  | FLO_EMIS | 2015 | ACT | SCKER_* | KER_* |  |  | CO2 | 0.0050055
|  | FLO_EMIS | 2020 | ACT | SCKER_* | KER_* |  |  | CO2 | 0.0050055
|  | FLO_EMIS | 2055 | ACT | SCKER_* | KER_* |  |  | CO2 | 0.0050055
|  | FLO_EMIS | 2010 | ACT | SCKER_* | KER_* |  |  | VOC | 0.00013036
|  | FLO_EMIS | 2015 | ACT | SCKER_* | KER_* |  |  | VOC | 0.00013036
|  | FLO_EMIS | 2020 | ACT | SCKER_* | KER_* |  |  | VOC | 0.00013036
|  | FLO_EMIS | 2055 | ACT | SCKER_* | KER_* |  |  | VOC | 0.00013036
|  | FLO_EMIS | 2010 | ACT | SCKER_* | KER_* |  |  | CO | 0.0023752
|  | FLO_EMIS | 2015 | ACT | SCKER_* | KER_* |  |  | CO | 0.0023752
|  | FLO_EMIS | 2020 | ACT | SCKER_* | KER_* |  |  | CO | 0.0023752
|  | FLO_EMIS | 2055 | ACT | SCKER_* | KER_* |  |  | CO | 0.0023752
|  | FLO_EMIS | 2010 | ACT | SCKER_* | KER_* |  |  | NOX | 0.0069175
|  | FLO_EMIS | 2015 | ACT | SCKER_* | KER_* |  |  | NOX | 0.0060135
|  | FLO_EMIS | 2020 | ACT | SCKER_* | KER_* |  |  | NOX | 0.0056255
|  | FLO_EMIS | 2055 | ACT | SCKER_* | KER_* |  |  | NOX | 0.0056255
|  | FLO_EMIS | 2010 | ACT | SCKER_* | KER_* |  |  | PM10 | 0.0017337
|  | FLO_EMIS | 2015 | ACT | SCKER_* | KER_* |  |  | PM10 | 0.0014917
|  | FLO_EMIS | 2020 | ACT | SCKER_* | KER_* |  |  | PM10 | 0.0014029
|  | FLO_EMIS | 2055 | ACT | SCKER_* | KER_* |  |  | PM10 | 0.0014029
|  | FLO_EMIS | 2010 | ACT | SCKER_* | KER_* |  |  | PM25 | 0.00099605
|  | FLO_EMIS | 2015 | ACT | SCKER_* | KER_* |  |  | PM25 | 0.00090243
|  | FLO_EMIS | 2020 | ACT | SCKER_* | KER_* |  |  | PM25 | 0.00082128
|  | FLO_EMIS | 2055 | ACT | SCKER_* | KER_* |  |  | PM25 | 0.00082128
|  | FLO_EMIS | 2010 | ACT | SCKER_* | KER_* |  |  | SO2 | 0.0035779
|  | FLO_EMIS | 2015 | ACT | SCKER_* | KER_* |  |  | SO2 | 0.00264
|  | FLO_EMIS | 2020 | ACT | SCKER_* | KER_* |  |  | SO2 | 0.0022381
|  | FLO_EMIS | 2055 | ACT | SCKER_* | KER_* |  |  | SO2 | 0.0022381
|  | FLO_EMIS | 2010 | ACT | SCKER_* | KER_* |  |  | CH4 | 0.00018799
|  | FLO_EMIS | 2015 | ACT | SCKER_* | KER_* |  |  | CH4 | 0.00018799
|  | FLO_EMIS | 2020 | ACT | SCKER_* | KER_* |  |  | CH4 | 0.00018799
|  | FLO_EMIS | 2055 | ACT | SCKER_* | KER_* |  |  | CH4 | 0.00018799
|  | FLO_EMIS | 2010 | ACT | SCKER_* | KER_* |  |  | N2O | 9.244e-05
|  | FLO_EMIS | 2015 | ACT | SCKER_* | KER_* |  |  | N2O | 9.244e-05
|  | FLO_EMIS | 2020 | ACT | SCKER_* | KER_* |  |  | N2O | 9.244e-05
|  | FLO_EMIS | 2055 | ACT | SCKER_* | KER_* |  |  | N2O | 9.244e-05
|  | FLO_EMIS | 2010 | ACT | SCKER_* | KER_* |  |  | OC | 0.0001
|  | FLO_EMIS | 2015 | ACT | SCKER_* | KER_* |  |  | OC | 0.0001
|  | FLO_EMIS | 2020 | ACT | SCKER_* | KER_* |  |  | OC | 0.0001
|  | FLO_EMIS | 2055 | ACT | SCKER_* | KER_* |  |  | OC | 0.0001
|  | FLO_EMIS | 2010 | ACT | SCKER_* | KER_* |  |  | BC | 0.0002
|  | FLO_EMIS | 2015 | ACT | SCKER_* | KER_* |  |  | BC | 0.0002
|  | FLO_EMIS | 2020 | ACT | SCKER_* | KER_* |  |  | BC | 0.0002
|  | FLO_EMIS | 2055 | ACT | SCKER_* | KER_* |  |  | BC | 0.0002
|  | FLO_EMIS | 2010 | ACT | SCKER_* | KER_* |  |  | NOXI | 0.0069175
|  | FLO_EMIS | 2015 | ACT | SCKER_* | KER_* |  |  | NOXI | 0.0060135
|  | FLO_EMIS | 2020 | ACT | SCKER_* | KER_* |  |  | NOXI | 0.0056255
|  | FLO_EMIS | 2055 | ACT | SCKER_* | KER_* |  |  | NOXI | 0.0056255
|  | FLO_EMIS | 2010 | ACT | SCKER_* | KER_* |  |  | SO2I | 0.0035779
|  | FLO_EMIS | 2015 | ACT | SCKER_* | KER_* |  |  | SO2I | 0.00264
|  | FLO_EMIS | 2020 | ACT | SCKER_* | KER_* |  |  | SO2I | 0.0022381
|  | FLO_EMIS | 2055 | ACT | SCKER_* | KER_* |  |  | SO2I | 0.0022381
|  | FLO_EMIS | 2010 | ACT | SCKER_* | KER_* |  |  | PM10I | 0.0017337
|  | FLO_EMIS | 2015 | ACT | SCKER_* | KER_* |  |  | PM10I | 0.0014917
|  | FLO_EMIS | 2020 | ACT | SCKER_* | KER_* |  |  | PM10I | 0.0014029
|  | FLO_EMIS | 2055 | ACT | SCKER_* | KER_* |  |  | PM10I | 0.0014029
|  | FLO_EMIS | 2010 | ACT | SCKER_* | KER_* |  |  | CO2I | 5.0055
|  | FLO_EMIS | 2015 | ACT | SCKER_* | KER_* |  |  | CO2I | 5.0055
|  | FLO_EMIS | 2020 | ACT | SCKER_* | KER_* |  |  | CO2I | 5.0055
|  | FLO_EMIS | 2055 | ACT | SCKER_* | KER_* |  |  | CO2I | 5.0055
|  | FLO_EMIS | 2010 | ACT | SCKER_* | KER_* |  |  | NOXDIREF | 0.0069175
|  | FLO_EMIS | 2015 | ACT | SCKER_* | KER_* |  |  | NOXDIREF | 0.0060135
|  | FLO_EMIS | 2020 | ACT | SCKER_* | KER_* |  |  | NOXDIREF | 0.0056255
|  | FLO_EMIS | 2055 | ACT | SCKER_* | KER_* |  |  | NOXDIREF | 0.0056255
*
|  | FLO_EMIS | 2010 | ACT | SCPFS_* | PFS_* |  |  | CO2 | 0.006124
|  | FLO_EMIS | 2015 | ACT | SCPFS_* | PFS_* |  |  | CO2 | 0.006124
|  | FLO_EMIS | 2020 | ACT | SCPFS_* | PFS_* |  |  | CO2 | 0.006124
|  | FLO_EMIS | 2055 | ACT | SCPFS_* | PFS_* |  |  | CO2 | 0.006124
|  | FLO_EMIS | 2010 | ACT | SCPFS_* | PFS_* |  |  | VOC | 0.0023233
|  | FLO_EMIS | 2015 | ACT | SCPFS_* | PFS_* |  |  | VOC | 0.0023233
|  | FLO_EMIS | 2020 | ACT | SCPFS_* | PFS_* |  |  | VOC | 0.0023233
|  | FLO_EMIS | 2055 | ACT | SCPFS_* | PFS_* |  |  | VOC | 0.0023233
|  | FLO_EMIS | 2010 | ACT | SCPFS_* | PFS_* |  |  | CO | 0.0035584
|  | FLO_EMIS | 2015 | ACT | SCPFS_* | PFS_* |  |  | CO | 0.0035584
|  | FLO_EMIS | 2020 | ACT | SCPFS_* | PFS_* |  |  | CO | 0.0035584
|  | FLO_EMIS | 2055 | ACT | SCPFS_* | PFS_* |  |  | CO | 0.0035584
|  | FLO_EMIS | 2010 | ACT | SCPFS_* | PFS_* |  |  | NOX | 0.0081448
|  | FLO_EMIS | 2015 | ACT | SCPFS_* | PFS_* |  |  | NOX | 0.0072287
|  | FLO_EMIS | 2020 | ACT | SCPFS_* | PFS_* |  |  | NOX | 0.0068386
|  | FLO_EMIS | 2055 | ACT | SCPFS_* | PFS_* |  |  | NOX | 0.0068386
|  | FLO_EMIS | 2010 | ACT | SCPFS_* | PFS_* |  |  | PM10 | 0.0019529
|  | FLO_EMIS | 2015 | ACT | SCPFS_* | PFS_* |  |  | PM10 | 0.0017368
|  | FLO_EMIS | 2020 | ACT | SCPFS_* | PFS_* |  |  | PM10 | 0.0016641
|  | FLO_EMIS | 2055 | ACT | SCPFS_* | PFS_* |  |  | PM10 | 0.0016641
|  | FLO_EMIS | 2010 | ACT | SCPFS_* | PFS_* |  |  | PM25 | 0.0010861
|  | FLO_EMIS | 2015 | ACT | SCPFS_* | PFS_* |  |  | PM25 | 0.0010131
|  | FLO_EMIS | 2020 | ACT | SCPFS_* | PFS_* |  |  | PM25 | 0.00094103
|  | FLO_EMIS | 2055 | ACT | SCPFS_* | PFS_* |  |  | PM25 | 0.00094103
|  | FLO_EMIS | 2010 | ACT | SCPFS_* | PFS_* |  |  | SO2 | 0.0071051
|  | FLO_EMIS | 2015 | ACT | SCPFS_* | PFS_* |  |  | SO2 | 0.0061111
|  | FLO_EMIS | 2020 | ACT | SCPFS_* | PFS_* |  |  | SO2 | 0.0056851
|  | FLO_EMIS | 2055 | ACT | SCPFS_* | PFS_* |  |  | SO2 | 0.0056851
|  | FLO_EMIS | 2010 | ACT | SCPFS_* | PFS_* |  |  | CH4 | 0.00018632
|  | FLO_EMIS | 2015 | ACT | SCPFS_* | PFS_* |  |  | CH4 | 0.00018632
|  | FLO_EMIS | 2020 | ACT | SCPFS_* | PFS_* |  |  | CH4 | 0.00018632
|  | FLO_EMIS | 2055 | ACT | SCPFS_* | PFS_* |  |  | CH4 | 0.00018632
|  | FLO_EMIS | 2010 | ACT | SCPFS_* | PFS_* |  |  | N2O | 9.9824e-05
|  | FLO_EMIS | 2015 | ACT | SCPFS_* | PFS_* |  |  | N2O | 9.9824e-05
|  | FLO_EMIS | 2020 | ACT | SCPFS_* | PFS_* |  |  | N2O | 9.9824e-05
|  | FLO_EMIS | 2055 | ACT | SCPFS_* | PFS_* |  |  | N2O | 9.9824e-05
|  | FLO_EMIS | 2010 | ACT | SCPFS_* | PFS_* |  |  | OC | 0.0001
|  | FLO_EMIS | 2015 | ACT | SCPFS_* | PFS_* |  |  | OC | 0.0001
|  | FLO_EMIS | 2020 | ACT | SCPFS_* | PFS_* |  |  | OC | 0.0001
|  | FLO_EMIS | 2055 | ACT | SCPFS_* | PFS_* |  |  | OC | 0.0001
|  | FLO_EMIS | 2010 | ACT | SCPFS_* | PFS_* |  |  | BC | 0.0002
|  | FLO_EMIS | 2015 | ACT | SCPFS_* | PFS_* |  |  | BC | 0.0002
|  | FLO_EMIS | 2020 | ACT | SCPFS_* | PFS_* |  |  | BC | 0.0002
|  | FLO_EMIS | 2055 | ACT | SCPFS_* | PFS_* |  |  | BC | 0.0002
|  | FLO_EMIS | 2010 | ACT | SCPFS_* | PFS_* |  |  | NOXI | 0.0081448
|  | FLO_EMIS | 2015 | ACT | SCPFS_* | PFS_* |  |  | NOXI | 0.0072287
|  | FLO_EMIS | 2020 | ACT | SCPFS_* | PFS_* |  |  | NOXI | 0.0068386
|  | FLO_EMIS | 2055 | ACT | SCPFS_* | PFS_* |  |  | NOXI | 0.0068386
|  | FLO_EMIS | 2010 | ACT | SCPFS_* | PFS_* |  |  | SO2I | 0.0071051
|  | FLO_EMIS | 2015 | ACT | SCPFS_* | PFS_* |  |  | SO2I | 0.0061111
|  | FLO_EMIS | 2020 | ACT | SCPFS_* | PFS_* |  |  | SO2I | 0.0056851
|  | FLO_EMIS | 2055 | ACT | SCPFS_* | PFS_* |  |  | SO2I | 0.0056851
|  | FLO_EMIS | 2010 | ACT | SCPFS_* | PFS_* |  |  | PM10I | 0.0019529
|  | FLO_EMIS | 2015 | ACT | SCPFS_* | PFS_* |  |  | PM10I | 0.0017368
|  | FLO_EMIS | 2020 | ACT | SCPFS_* | PFS_* |  |  | PM10I | 0.0016641
|  | FLO_EMIS | 2055 | ACT | SCPFS_* | PFS_* |  |  | PM10I | 0.0016641
|  | FLO_EMIS | 2010 | ACT | SCPFS_* | PFS_* |  |  | CO2I | 6.124
|  | FLO_EMIS | 2015 | ACT | SCPFS_* | PFS_* |  |  | CO2I | 6.124
|  | FLO_EMIS | 2020 | ACT | SCPFS_* | PFS_* |  |  | CO2I | 6.124
|  | FLO_EMIS | 2055 | ACT | SCPFS_* | PFS_* |  |  | CO2I | 6.124
|  | FLO_EMIS | 2010 | ACT | SCPFS_* | PFS_* |  |  | NOXDIREF | 0.0081448
|  | FLO_EMIS | 2015 | ACT | SCPFS_* | PFS_* |  |  | NOXDIREF | 0.0072287
|  | FLO_EMIS | 2020 | ACT | SCPFS_* | PFS_* |  |  | NOXDIREF | 0.0068386
|  | FLO_EMIS | 2055 | ACT | SCPFS_* | PFS_* |  |  | NOXDIREF | 0.0068386
*
|  | FLO_EMIS | 2010 | ACT | SCASP_* | ASP_* |  |  | CO2 | 0.0022722
|  | FLO_EMIS | 2015 | ACT | SCASP_* | ASP_* |  |  | CO2 | 0.0022722
|  | FLO_EMIS | 2020 | ACT | SCASP_* | ASP_* |  |  | CO2 | 0.0022722
|  | FLO_EMIS | 2055 | ACT | SCASP_* | ASP_* |  |  | CO2 | 0.0022722
|  | FLO_EMIS | 2010 | ACT | SCASP_* | ASP_* |  |  | VOC | 0.00086204
|  | FLO_EMIS | 2015 | ACT | SCASP_* | ASP_* |  |  | VOC | 0.00086204
|  | FLO_EMIS | 2020 | ACT | SCASP_* | ASP_* |  |  | VOC | 0.00086204
|  | FLO_EMIS | 2055 | ACT | SCASP_* | ASP_* |  |  | VOC | 0.00086204
|  | FLO_EMIS | 2010 | ACT | SCASP_* | ASP_* |  |  | CO | 0.0013203
|  | FLO_EMIS | 2015 | ACT | SCASP_* | ASP_* |  |  | CO | 0.0013203
|  | FLO_EMIS | 2020 | ACT | SCASP_* | ASP_* |  |  | CO | 0.0013203
|  | FLO_EMIS | 2055 | ACT | SCASP_* | ASP_* |  |  | CO | 0.0013203
|  | FLO_EMIS | 2010 | ACT | SCASP_* | ASP_* |  |  | NOX | 0.003022
|  | FLO_EMIS | 2015 | ACT | SCASP_* | ASP_* |  |  | NOX | 0.0026821
|  | FLO_EMIS | 2020 | ACT | SCASP_* | ASP_* |  |  | NOX | 0.0025373
|  | FLO_EMIS | 2055 | ACT | SCASP_* | ASP_* |  |  | NOX | 0.0025373
|  | FLO_EMIS | 2010 | ACT | SCASP_* | ASP_* |  |  | PM10 | 0.00072458
|  | FLO_EMIS | 2015 | ACT | SCASP_* | ASP_* |  |  | PM10 | 0.0006444
|  | FLO_EMIS | 2020 | ACT | SCASP_* | ASP_* |  |  | PM10 | 0.00061744
|  | FLO_EMIS | 2055 | ACT | SCASP_* | ASP_* |  |  | PM10 | 0.00061744
|  | FLO_EMIS | 2010 | ACT | SCASP_* | ASP_* |  |  | PM25 | 0.00040298
|  | FLO_EMIS | 2015 | ACT | SCASP_* | ASP_* |  |  | PM25 | 0.00037589
|  | FLO_EMIS | 2020 | ACT | SCASP_* | ASP_* |  |  | PM25 | 0.00034915
|  | FLO_EMIS | 2055 | ACT | SCASP_* | ASP_* |  |  | PM25 | 0.00034915
|  | FLO_EMIS | 2010 | ACT | SCASP_* | ASP_* |  |  | SO2 | 0.0026362
|  | FLO_EMIS | 2015 | ACT | SCASP_* | ASP_* |  |  | SO2 | 0.0022674
|  | FLO_EMIS | 2020 | ACT | SCASP_* | ASP_* |  |  | SO2 | 0.0021093
|  | FLO_EMIS | 2055 | ACT | SCASP_* | ASP_* |  |  | SO2 | 0.0021093
|  | FLO_EMIS | 2010 | ACT | SCASP_* | ASP_* |  |  | CH4 | 6.9129e-05
|  | FLO_EMIS | 2015 | ACT | SCASP_* | ASP_* |  |  | CH4 | 6.9129e-05
|  | FLO_EMIS | 2020 | ACT | SCASP_* | ASP_* |  |  | CH4 | 6.9129e-05
|  | FLO_EMIS | 2055 | ACT | SCASP_* | ASP_* |  |  | CH4 | 6.9129e-05
|  | FLO_EMIS | 2010 | ACT | SCASP_* | ASP_* |  |  | N2O | 3.7039e-05
|  | FLO_EMIS | 2015 | ACT | SCASP_* | ASP_* |  |  | N2O | 3.7039e-05
|  | FLO_EMIS | 2020 | ACT | SCASP_* | ASP_* |  |  | N2O | 3.7039e-05
|  | FLO_EMIS | 2055 | ACT | SCASP_* | ASP_* |  |  | N2O | 3.7039e-05
|  | FLO_EMIS | 2010 | ACT | SCASP_* | ASP_* |  |  | OC | 0.0001
|  | FLO_EMIS | 2015 | ACT | SCASP_* | ASP_* |  |  | OC | 0.0001
|  | FLO_EMIS | 2020 | ACT | SCASP_* | ASP_* |  |  | OC | 0.0001
|  | FLO_EMIS | 2055 | ACT | SCASP_* | ASP_* |  |  | OC | 0.0001
|  | FLO_EMIS | 2010 | ACT | SCASP_* | ASP_* |  |  | BC | 0.0002
|  | FLO_EMIS | 2015 | ACT | SCASP_* | ASP_* |  |  | BC | 0.0002
|  | FLO_EMIS | 2020 | ACT | SCASP_* | ASP_* |  |  | BC | 0.0002
|  | FLO_EMIS | 2055 | ACT | SCASP_* | ASP_* |  |  | BC | 0.0002
|  | FLO_EMIS | 2010 | ACT | SCASP_* | ASP_* |  |  | NOXI | 0.003022
|  | FLO_EMIS | 2015 | ACT | SCASP_* | ASP_* |  |  | NOXI | 0.0026821
|  | FLO_EMIS | 2020 | ACT | SCASP_* | ASP_* |  |  | NOXI | 0.0025373
|  | FLO_EMIS | 2055 | ACT | SCASP_* | ASP_* |  |  | NOXI | 0.0025373
|  | FLO_EMIS | 2010 | ACT | SCASP_* | ASP_* |  |  | SO2I | 0.0026362
|  | FLO_EMIS | 2015 | ACT | SCASP_* | ASP_* |  |  | SO2I | 0.0022674
|  | FLO_EMIS | 2020 | ACT | SCASP_* | ASP_* |  |  | SO2I | 0.0021093
|  | FLO_EMIS | 2055 | ACT | SCASP_* | ASP_* |  |  | SO2I | 0.0021093
|  | FLO_EMIS | 2010 | ACT | SCASP_* | ASP_* |  |  | PM10I | 0.00072458
|  | FLO_EMIS | 2015 | ACT | SCASP_* | ASP_* |  |  | PM10I | 0.0006444
|  | FLO_EMIS | 2020 | ACT | SCASP_* | ASP_* |  |  | PM10I | 0.00061744
|  | FLO_EMIS | 2055 | ACT | SCASP_* | ASP_* |  |  | PM10I | 0.00061744
|  | FLO_EMIS | 2010 | ACT | SCASP_* | ASP_* |  |  | CO2I | 2.2722
|  | FLO_EMIS | 2015 | ACT | SCASP_* | ASP_* |  |  | CO2I | 2.2722
|  | FLO_EMIS | 2020 | ACT | SCASP_* | ASP_* |  |  | CO2I | 2.2722
|  | FLO_EMIS | 2055 | ACT | SCASP_* | ASP_* |  |  | CO2I | 2.2722
|  | FLO_EMIS | 2010 | ACT | SCASP_* | ASP_* |  |  | NOXDIREF | 0.003022
|  | FLO_EMIS | 2015 | ACT | SCASP_* | ASP_* |  |  | NOXDIREF | 0.0026821
|  | FLO_EMIS | 2020 | ACT | SCASP_* | ASP_* |  |  | NOXDIREF | 0.0025373
|  | FLO_EMIS | 2055 | ACT | SCASP_* | ASP_* |  |  | NOXDIREF | 0.0025373
*
|  | FLO_EMIS | 2010 | ACT | SCPTC_* | PTC_* |  |  | CO2 | 0.006124
|  | FLO_EMIS | 2015 | ACT | SCPTC_* | PTC_* |  |  | CO2 | 0.006124
|  | FLO_EMIS | 2020 | ACT | SCPTC_* | PTC_* |  |  | CO2 | 0.006124
|  | FLO_EMIS | 2055 | ACT | SCPTC_* | PTC_* |  |  | CO2 | 0.006124
|  | FLO_EMIS | 2010 | ACT | SCPTC_* | PTC_* |  |  | VOC | 0.0023233
|  | FLO_EMIS | 2015 | ACT | SCPTC_* | PTC_* |  |  | VOC | 0.0023233
|  | FLO_EMIS | 2020 | ACT | SCPTC_* | PTC_* |  |  | VOC | 0.0023233
|  | FLO_EMIS | 2055 | ACT | SCPTC_* | PTC_* |  |  | VOC | 0.0023233
|  | FLO_EMIS | 2010 | ACT | SCPTC_* | PTC_* |  |  | CO | 0.0035584
|  | FLO_EMIS | 2015 | ACT | SCPTC_* | PTC_* |  |  | CO | 0.0035584
|  | FLO_EMIS | 2020 | ACT | SCPTC_* | PTC_* |  |  | CO | 0.0035584
|  | FLO_EMIS | 2055 | ACT | SCPTC_* | PTC_* |  |  | CO | 0.0035584
|  | FLO_EMIS | 2010 | ACT | SCPTC_* | PTC_* |  |  | NOX | 0.0081448
|  | FLO_EMIS | 2015 | ACT | SCPTC_* | PTC_* |  |  | NOX | 0.0072287
|  | FLO_EMIS | 2020 | ACT | SCPTC_* | PTC_* |  |  | NOX | 0.0068386
|  | FLO_EMIS | 2055 | ACT | SCPTC_* | PTC_* |  |  | NOX | 0.0068386
|  | FLO_EMIS | 2010 | ACT | SCPTC_* | PTC_* |  |  | PM10 | 0.0019529
|  | FLO_EMIS | 2015 | ACT | SCPTC_* | PTC_* |  |  | PM10 | 0.0017368
|  | FLO_EMIS | 2020 | ACT | SCPTC_* | PTC_* |  |  | PM10 | 0.0016641
|  | FLO_EMIS | 2055 | ACT | SCPTC_* | PTC_* |  |  | PM10 | 0.0016641
|  | FLO_EMIS | 2010 | ACT | SCPTC_* | PTC_* |  |  | PM25 | 0.0010861
|  | FLO_EMIS | 2015 | ACT | SCPTC_* | PTC_* |  |  | PM25 | 0.0010131
|  | FLO_EMIS | 2020 | ACT | SCPTC_* | PTC_* |  |  | PM25 | 0.00094103
|  | FLO_EMIS | 2055 | ACT | SCPTC_* | PTC_* |  |  | PM25 | 0.00094103
|  | FLO_EMIS | 2010 | ACT | SCPTC_* | PTC_* |  |  | SO2 | 0.0071051
|  | FLO_EMIS | 2015 | ACT | SCPTC_* | PTC_* |  |  | SO2 | 0.0061111
|  | FLO_EMIS | 2020 | ACT | SCPTC_* | PTC_* |  |  | SO2 | 0.0056851
|  | FLO_EMIS | 2055 | ACT | SCPTC_* | PTC_* |  |  | SO2 | 0.0056851
|  | FLO_EMIS | 2010 | ACT | SCPTC_* | PTC_* |  |  | CH4 | 0.00018632
|  | FLO_EMIS | 2015 | ACT | SCPTC_* | PTC_* |  |  | CH4 | 0.00018632
|  | FLO_EMIS | 2020 | ACT | SCPTC_* | PTC_* |  |  | CH4 | 0.00018632
|  | FLO_EMIS | 2055 | ACT | SCPTC_* | PTC_* |  |  | CH4 | 0.00018632
|  | FLO_EMIS | 2010 | ACT | SCPTC_* | PTC_* |  |  | N2O | 9.9824e-05
|  | FLO_EMIS | 2015 | ACT | SCPTC_* | PTC_* |  |  | N2O | 9.9824e-05
|  | FLO_EMIS | 2020 | ACT | SCPTC_* | PTC_* |  |  | N2O | 9.9824e-05
|  | FLO_EMIS | 2055 | ACT | SCPTC_* | PTC_* |  |  | N2O | 9.9824e-05
|  | FLO_EMIS | 2010 | ACT | SCPTC_* | PTC_* |  |  | OC | 0.0001
|  | FLO_EMIS | 2015 | ACT | SCPTC_* | PTC_* |  |  | OC | 0.0001
|  | FLO_EMIS | 2020 | ACT | SCPTC_* | PTC_* |  |  | OC | 0.0001
|  | FLO_EMIS | 2055 | ACT | SCPTC_* | PTC_* |  |  | OC | 0.0001
|  | FLO_EMIS | 2010 | ACT | SCPTC_* | PTC_* |  |  | BC | 0.0002
|  | FLO_EMIS | 2015 | ACT | SCPTC_* | PTC_* |  |  | BC | 0.0002
|  | FLO_EMIS | 2020 | ACT | SCPTC_* | PTC_* |  |  | BC | 0.0002
|  | FLO_EMIS | 2055 | ACT | SCPTC_* | PTC_* |  |  | BC | 0.0002
|  | FLO_EMIS | 2010 | ACT | SCPTC_* | PTC_* |  |  | NOXI | 0.0081448
|  | FLO_EMIS | 2015 | ACT | SCPTC_* | PTC_* |  |  | NOXI | 0.0072287
|  | FLO_EMIS | 2020 | ACT | SCPTC_* | PTC_* |  |  | NOXI | 0.0068386
|  | FLO_EMIS | 2055 | ACT | SCPTC_* | PTC_* |  |  | NOXI | 0.0068386
|  | FLO_EMIS | 2010 | ACT | SCPTC_* | PTC_* |  |  | SO2I | 0.0071051
|  | FLO_EMIS | 2015 | ACT | SCPTC_* | PTC_* |  |  | SO2I | 0.0061111
|  | FLO_EMIS | 2020 | ACT | SCPTC_* | PTC_* |  |  | SO2I | 0.0056851
|  | FLO_EMIS | 2055 | ACT | SCPTC_* | PTC_* |  |  | SO2I | 0.0056851
|  | FLO_EMIS | 2010 | ACT | SCPTC_* | PTC_* |  |  | PM10I | 0.0019529
|  | FLO_EMIS | 2015 | ACT | SCPTC_* | PTC_* |  |  | PM10I | 0.0017368
|  | FLO_EMIS | 2020 | ACT | SCPTC_* | PTC_* |  |  | PM10I | 0.0016641
|  | FLO_EMIS | 2055 | ACT | SCPTC_* | PTC_* |  |  | PM10I | 0.0016641
|  | FLO_EMIS | 2010 | ACT | SCPTC_* | PTC_* |  |  | CO2I | 6.124
|  | FLO_EMIS | 2015 | ACT | SCPTC_* | PTC_* |  |  | CO2I | 6.124
|  | FLO_EMIS | 2020 | ACT | SCPTC_* | PTC_* |  |  | CO2I | 6.124
|  | FLO_EMIS | 2055 | ACT | SCPTC_* | PTC_* |  |  | CO2I | 6.124
|  | FLO_EMIS | 2010 | ACT | SCPTC_* | PTC_* |  |  | NOXDIREF | 0.0081448
|  | FLO_EMIS | 2015 | ACT | SCPTC_* | PTC_* |  |  | NOXDIREF | 0.0072287
|  | FLO_EMIS | 2020 | ACT | SCPTC_* | PTC_* |  |  | NOXDIREF | 0.0068386
|  | FLO_EMIS | 2055 | ACT | SCPTC_* | PTC_* |  |  | NOXDIREF | 0.0068386
*
|  | FLO_EMIS | 2010 | ACT | SCDLG_* | DLG_* |  |  | CO2 | 0.0061003
|  | FLO_EMIS | 2015 | ACT | SCDLG_* | DLG_* |  |  | CO2 | 0.0061003
|  | FLO_EMIS | 2020 | ACT | SCDLG_* | DLG_* |  |  | CO2 | 0.0061003
|  | FLO_EMIS | 2055 | ACT | SCDLG_* | DLG_* |  |  | CO2 | 0.0061003
|  | FLO_EMIS | 2010 | ACT | SCDLG_* | DLG_* |  |  | VOC | 0.002323
|  | FLO_EMIS | 2015 | ACT | SCDLG_* | DLG_* |  |  | VOC | 0.002323
|  | FLO_EMIS | 2020 | ACT | SCDLG_* | DLG_* |  |  | VOC | 0.002323
|  | FLO_EMIS | 2055 | ACT | SCDLG_* | DLG_* |  |  | VOC | 0.002323
|  | FLO_EMIS | 2010 | ACT | SCDLG_* | DLG_* |  |  | CO | 0.0035537
|  | FLO_EMIS | 2015 | ACT | SCDLG_* | DLG_* |  |  | CO | 0.0035537
|  | FLO_EMIS | 2020 | ACT | SCDLG_* | DLG_* |  |  | CO | 0.0035537
|  | FLO_EMIS | 2055 | ACT | SCDLG_* | DLG_* |  |  | CO | 0.0035537
|  | FLO_EMIS | 2010 | ACT | SCDLG_* | DLG_* |  |  | NOX | 0.0081075
|  | FLO_EMIS | 2015 | ACT | SCDLG_* | DLG_* |  |  | NOX | 0.0071945
|  | FLO_EMIS | 2020 | ACT | SCDLG_* | DLG_* |  |  | NOX | 0.0068058
|  | FLO_EMIS | 2055 | ACT | SCDLG_* | DLG_* |  |  | NOX | 0.0068058
|  | FLO_EMIS | 2010 | ACT | SCDLG_* | DLG_* |  |  | PM10 | 0.0019397
|  | FLO_EMIS | 2015 | ACT | SCDLG_* | DLG_* |  |  | PM10 | 0.0017264
|  | FLO_EMIS | 2020 | ACT | SCDLG_* | DLG_* |  |  | PM10 | 0.0016552
|  | FLO_EMIS | 2055 | ACT | SCDLG_* | DLG_* |  |  | PM10 | 0.0016552
|  | FLO_EMIS | 2010 | ACT | SCDLG_* | DLG_* |  |  | PM25 | 0.0010775
|  | FLO_EMIS | 2015 | ACT | SCDLG_* | DLG_* |  |  | PM25 | 0.0010063
|  | FLO_EMIS | 2020 | ACT | SCDLG_* | DLG_* |  |  | PM25 | 0.00093522
|  | FLO_EMIS | 2055 | ACT | SCDLG_* | DLG_* |  |  | PM25 | 0.00093522
|  | FLO_EMIS | 2010 | ACT | SCDLG_* | DLG_* |  |  | SO2 | 0.0070447
|  | FLO_EMIS | 2015 | ACT | SCDLG_* | DLG_* |  |  | SO2 | 0.0060507
|  | FLO_EMIS | 2020 | ACT | SCDLG_* | DLG_* |  |  | SO2 | 0.0056248
|  | FLO_EMIS | 2055 | ACT | SCDLG_* | DLG_* |  |  | SO2 | 0.0056248
|  | FLO_EMIS | 2010 | ACT | SCDLG_* | DLG_* |  |  | CH4 | 0.00018535
|  | FLO_EMIS | 2015 | ACT | SCDLG_* | DLG_* |  |  | CH4 | 0.00018535
|  | FLO_EMIS | 2020 | ACT | SCDLG_* | DLG_* |  |  | CH4 | 0.00018535
|  | FLO_EMIS | 2055 | ACT | SCDLG_* | DLG_* |  |  | CH4 | 0.00018535
|  | FLO_EMIS | 2010 | ACT | SCDLG_* | DLG_* |  |  | N2O | 9.9717e-05
|  | FLO_EMIS | 2015 | ACT | SCDLG_* | DLG_* |  |  | N2O | 9.9717e-05
|  | FLO_EMIS | 2020 | ACT | SCDLG_* | DLG_* |  |  | N2O | 9.9717e-05
|  | FLO_EMIS | 2055 | ACT | SCDLG_* | DLG_* |  |  | N2O | 9.9717e-05
|  | FLO_EMIS | 2010 | ACT | SCDLG_* | DLG_* |  |  | OC | 0.0001
|  | FLO_EMIS | 2015 | ACT | SCDLG_* | DLG_* |  |  | OC | 0.0001
|  | FLO_EMIS | 2020 | ACT | SCDLG_* | DLG_* |  |  | OC | 0.0001
|  | FLO_EMIS | 2055 | ACT | SCDLG_* | DLG_* |  |  | OC | 0.0001
|  | FLO_EMIS | 2010 | ACT | SCDLG_* | DLG_* |  |  | BC | 0.0002
|  | FLO_EMIS | 2015 | ACT | SCDLG_* | DLG_* |  |  | BC | 0.0002
|  | FLO_EMIS | 2020 | ACT | SCDLG_* | DLG_* |  |  | BC | 0.0002
|  | FLO_EMIS | 2055 | ACT | SCDLG_* | DLG_* |  |  | BC | 0.0002
|  | FLO_EMIS | 2010 | ACT | SCDLG_* | DLG_* |  |  | NOXI | 0.0081075
|  | FLO_EMIS | 2015 | ACT | SCDLG_* | DLG_* |  |  | NOXI | 0.0071945
|  | FLO_EMIS | 2020 | ACT | SCDLG_* | DLG_* |  |  | NOXI | 0.0068058
|  | FLO_EMIS | 2055 | ACT | SCDLG_* | DLG_* |  |  | NOXI | 0.0068058
|  | FLO_EMIS | 2010 | ACT | SCDLG_* | DLG_* |  |  | SO2I | 0.0070447
|  | FLO_EMIS | 2015 | ACT | SCDLG_* | DLG_* |  |  | SO2I | 0.0060507
|  | FLO_EMIS | 2020 | ACT | SCDLG_* | DLG_* |  |  | SO2I | 0.0056248
|  | FLO_EMIS | 2055 | ACT | SCDLG_* | DLG_* |  |  | SO2I | 0.0056248
|  | FLO_EMIS | 2010 | ACT | SCDLG_* | DLG_* |  |  | PM10I | 0.0019397
|  | FLO_EMIS | 2015 | ACT | SCDLG_* | DLG_* |  |  | PM10I | 0.0017264
|  | FLO_EMIS | 2020 | ACT | SCDLG_* | DLG_* |  |  | PM10I | 0.0016552
|  | FLO_EMIS | 2055 | ACT | SCDLG_* | DLG_* |  |  | PM10I | 0.0016552
|  | FLO_EMIS | 2010 | ACT | SCDLG_* | DLG_* |  |  | CO2I | 6.1003
|  | FLO_EMIS | 2015 | ACT | SCDLG_* | DLG_* |  |  | CO2I | 6.1003
|  | FLO_EMIS | 2020 | ACT | SCDLG_* | DLG_* |  |  | CO2I | 6.1003
|  | FLO_EMIS | 2055 | ACT | SCDLG_* | DLG_* |  |  | CO2I | 6.1003
|  | FLO_EMIS | 2010 | ACT | SCDLG_* | DLG_* |  |  | NOXDIREF | 0.0081075
|  | FLO_EMIS | 2015 | ACT | SCDLG_* | DLG_* |  |  | NOXDIREF | 0.0071945
|  | FLO_EMIS | 2020 | ACT | SCDLG_* | DLG_* |  |  | NOXDIREF | 0.0068058
|  | FLO_EMIS | 2055 | ACT | SCDLG_* | DLG_* |  |  | NOXDIREF | 0.0068058
*

## GHG-ELC
~TFM_INS
TimeSlice | LimType | Attribute | Year | Other_Indexes | Pset_PN | PSET_CI | PSET_CO | Pset_PD | Cset_CN | AllRegions | R0 | R1 | R2 | R3 | R4 | R5 | R6
|  | FLO_EMIS |  | ACT | SECSTBHFGO |  |  |  | SO2 |  | R1: -1.1269
|  | FLO_EMIS |  | ACT | SECSTBMFGO |  |  |  | SO2 |  | R1: -0.50479
|  | FLO_EMIS |  | ACT | SECSTBLFGO |  |  |  | SO2 |  | R1: -0.14011
|  | FLO_EMIS |  | ACT | SECSTSMFGO |  |  |  | SO2 |  | R1: -0.34112
|  | FLO_EMIS |  | ACT | SECSTSLFGO |  |  |  | SO2 |  | R1: -0.19687
|  | FLO_EMIS |  | ACT | SECSTLHFGO |  |  |  | SO2 |  | R1: -0.91646
|  | FLO_EMIS |  | ACT | SECSTLMFGO |  |  |  | SO2 |  | R1: -0.63448
|  | FLO_EMIS |  | ACT | SECSTBHFGU |  |  |  | SO2 |  | R1: -1.1269
|  | FLO_EMIS |  | ACT | SECSTBMFGU |  |  |  | SO2 |  | R1: -0.50479
|  | FLO_EMIS |  | ACT | SECSTBLFGU |  |  |  | SO2 |  | R1: -0.14011
|  | FLO_EMIS |  | ACT | SECSTSMFGU |  |  |  | SO2 |  | R1: -0.34112
|  | FLO_EMIS |  | ACT | SECSTSLFGU |  |  |  | SO2 |  | R1: -0.19687
|  | FLO_EMIS |  | ACT | SECSTLHFGU |  |  |  | SO2 |  | R1: -0.91646
|  | FLO_EMIS |  | ACT | SECSTLMFGU |  |  |  | SO2 |  | R1: -0.63448
|  | FLO_EMIS |  | ACT | SECSTBHFGO |  |  |  | SO2E |  | R1: -1.1269
|  | FLO_EMIS |  | ACT | SECSTBMFGO |  |  |  | SO2E |  | R1: -0.50479
|  | FLO_EMIS |  | ACT | SECSTBLFGO |  |  |  | SO2E |  | R1: -0.14011
|  | FLO_EMIS |  | ACT | SECSTSMFGO |  |  |  | SO2E |  | R1: -0.34112
|  | FLO_EMIS |  | ACT | SECSTSLFGO |  |  |  | SO2E |  | R1: -0.19687
|  | FLO_EMIS |  | ACT | SECSTLHFGO |  |  |  | SO2E |  | R1: -0.91646
|  | FLO_EMIS |  | ACT | SECSTLMFGO |  |  |  | SO2E |  | R1: -0.63448
|  | FLO_EMIS |  | ACT | SECSTBHFGU |  |  |  | SO2E |  | R1: -1.1269
|  | FLO_EMIS |  | ACT | SECSTBMFGU |  |  |  | SO2E |  | R1: -0.50479
|  | FLO_EMIS |  | ACT | SECSTBLFGU |  |  |  | SO2E |  | R1: -0.14011
|  | FLO_EMIS |  | ACT | SECSTSMFGU |  |  |  | SO2E |  | R1: -0.34112
|  | FLO_EMIS |  | ACT | SECSTSLFGU |  |  |  | SO2E |  | R1: -0.19687
|  | FLO_EMIS |  | ACT | SECSTLHFGU |  |  |  | SO2E |  | R1: -0.91646
|  | FLO_EMIS |  | ACT | SECSTLMFGU |  |  |  | SO2E |  | R1: -0.63448
|  | FLO_EMIS |  | ACT | SECSTBLNBO |  |  |  | NOX |  | R1: -0.11642
|  | FLO_EMIS |  | ACT | SECSTBSCRO |  |  |  | NOX |  | R1: -0.18223
|  | FLO_EMIS |  | ACT | SECSTBSNCO |  |  |  | NOX |  | R1: -0.11061
|  | FLO_EMIS |  | ACT | SECSTBSC2O |  |  |  | NOX |  | R1: -0.26973
|  | FLO_EMIS |  | ACT | SECSTBSN2O |  |  |  | NOX |  | R1: -0.15474
|  | FLO_EMIS |  | ACT | SECSTBLS2O |  |  |  | NOX |  | R1: -0.3004
|  | FLO_EMIS |  | ACT | SECSTBLN2O |  |  |  | NOX |  | R1: -0.2314
|  | FLO_EMIS |  | ACT | SECSTSLNBO |  |  |  | NOX |  | R1: -0.14308
|  | FLO_EMIS |  | ACT | SECSTSSCRO |  |  |  | NOX |  | R1: -0.17732
|  | FLO_EMIS |  | ACT | SECSTSSNCO |  |  |  | NOX |  | R1: -0.13135
|  | FLO_EMIS |  | ACT | SECSTSSC2O |  |  |  | NOX |  | R1: -0.28173
|  | FLO_EMIS |  | ACT | SECSTSSN2O |  |  |  | NOX |  | R1: -0.17775
|  | FLO_EMIS |  | ACT | SECSTSLS2O |  |  |  | NOX |  | R1: -0.30946
|  | FLO_EMIS |  | ACT | SECSTSLN2O |  |  |  | NOX |  | R1: -0.24707
|  | FLO_EMIS |  | ACT | SECSTLLNBO |  |  |  | NOX |  | R1: -0.072189
|  | FLO_EMIS |  | ACT | SECSTLSCRO |  |  |  | NOX |  | R1: -0.089164
|  | FLO_EMIS |  | ACT | SECSTLSNCO |  |  |  | NOX |  | R1: -0.030324
|  | FLO_EMIS |  | ACT | SECSTLSC2O |  |  |  | NOX |  | R1: -0.15778
|  | FLO_EMIS |  | ACT | SECSTLSN2O |  |  |  | NOX |  | R1: -0.093587
|  | FLO_EMIS |  | ACT | SECSTLLS2O |  |  |  | NOX |  | R1: -0.1749
|  | FLO_EMIS |  | ACT | SECSTLLN2O |  |  |  | NOX |  | R1: -0.13638
|  | FLO_EMIS |  | ACT | SECSTBLNBU |  |  |  | NOX |  | R1: -0.11642
|  | FLO_EMIS |  | ACT | SECSTBSCRU |  |  |  | NOX |  | R1: -0.18223
|  | FLO_EMIS |  | ACT | SECSTBSNCU |  |  |  | NOX |  | R1: -0.11061
|  | FLO_EMIS |  | ACT | SECSTBSC2U |  |  |  | NOX |  | R1: -0.26973
|  | FLO_EMIS |  | ACT | SECSTBSN2U |  |  |  | NOX |  | R1: -0.15474
|  | FLO_EMIS |  | ACT | SECSTBLS2U |  |  |  | NOX |  | R1: -0.3004
|  | FLO_EMIS |  | ACT | SECSTBLN2U |  |  |  | NOX |  | R1: -0.2314
|  | FLO_EMIS |  | ACT | SECSTSLNBU |  |  |  | NOX |  | R1: -0.14308
|  | FLO_EMIS |  | ACT | SECSTSSCRU |  |  |  | NOX |  | R1: -0.17732
|  | FLO_EMIS |  | ACT | SECSTSSNCU |  |  |  | NOX |  | R1: -0.13135
|  | FLO_EMIS |  | ACT | SECSTSSC2U |  |  |  | NOX |  | R1: -0.28173
|  | FLO_EMIS |  | ACT | SECSTSSN2U |  |  |  | NOX |  | R1: -0.17775
|  | FLO_EMIS |  | ACT | SECSTSLS2U |  |  |  | NOX |  | R1: -0.30946
|  | FLO_EMIS |  | ACT | SECSTSLN2U |  |  |  | NOX |  | R1: -0.24707
|  | FLO_EMIS |  | ACT | SECSTLLNBU |  |  |  | NOX |  | R1: -0.072189
|  | FLO_EMIS |  | ACT | SECSTLSCRU |  |  |  | NOX |  | R1: -0.089164
|  | FLO_EMIS |  | ACT | SECSTLSNCU |  |  |  | NOX |  | R1: -0.030324
|  | FLO_EMIS |  | ACT | SECSTLSC2U |  |  |  | NOX |  | R1: -0.15778
|  | FLO_EMIS |  | ACT | SECSTLSN2U |  |  |  | NOX |  | R1: -0.093587
|  | FLO_EMIS |  | ACT | SECSTLLS2U |  |  |  | NOX |  | R1: -0.1749
|  | FLO_EMIS |  | ACT | SECSTLLN2U |  |  |  | NOX |  | R1: -0.13638
|  | FLO_EMIS |  | ACT | SECSTBLNBO |  |  |  | NOXE |  | R1: -0.11642
|  | FLO_EMIS |  | ACT | SECSTBSCRO |  |  |  | NOXE |  | R1: -0.18223
|  | FLO_EMIS |  | ACT | SECSTBSNCO |  |  |  | NOXE |  | R1: -0.11061
|  | FLO_EMIS |  | ACT | SECSTBSC2O |  |  |  | NOXE |  | R1: -0.26973
|  | FLO_EMIS |  | ACT | SECSTBSN2O |  |  |  | NOXE |  | R1: -0.15474
|  | FLO_EMIS |  | ACT | SECSTBLS2O |  |  |  | NOXE |  | R1: -0.3004
|  | FLO_EMIS |  | ACT | SECSTBLN2O |  |  |  | NOXE |  | R1: -0.2314
|  | FLO_EMIS |  | ACT | SECSTSLNBO |  |  |  | NOXE |  | R1: -0.14308
|  | FLO_EMIS |  | ACT | SECSTSSCRO |  |  |  | NOXE |  | R1: -0.17732
|  | FLO_EMIS |  | ACT | SECSTSSNCO |  |  |  | NOXE |  | R1: -0.13135
|  | FLO_EMIS |  | ACT | SECSTSSC2O |  |  |  | NOXE |  | R1: -0.28173
|  | FLO_EMIS |  | ACT | SECSTSSN2O |  |  |  | NOXE |  | R1: -0.17775
|  | FLO_EMIS |  | ACT | SECSTSLS2O |  |  |  | NOXE |  | R1: -0.30946
|  | FLO_EMIS |  | ACT | SECSTSLN2O |  |  |  | NOXE |  | R1: -0.24707
|  | FLO_EMIS |  | ACT | SECSTLLNBO |  |  |  | NOXE |  | R1: -0.072189
|  | FLO_EMIS |  | ACT | SECSTLSCRO |  |  |  | NOXE |  | R1: -0.089164
|  | FLO_EMIS |  | ACT | SECSTLSNCO |  |  |  | NOXE |  | R1: -0.030324
|  | FLO_EMIS |  | ACT | SECSTLSC2O |  |  |  | NOXE |  | R1: -0.15778
|  | FLO_EMIS |  | ACT | SECSTLSN2O |  |  |  | NOXE |  | R1: -0.093587
|  | FLO_EMIS |  | ACT | SECSTLLS2O |  |  |  | NOXE |  | R1: -0.1749
|  | FLO_EMIS |  | ACT | SECSTLLN2O |  |  |  | NOXE |  | R1: -0.13638
|  | FLO_EMIS |  | ACT | SECSTBLNBU |  |  |  | NOXE |  | R1: -0.11642
|  | FLO_EMIS |  | ACT | SECSTBSCRU |  |  |  | NOXE |  | R1: -0.18223
|  | FLO_EMIS |  | ACT | SECSTBSNCU |  |  |  | NOXE |  | R1: -0.11061
|  | FLO_EMIS |  | ACT | SECSTBSC2U |  |  |  | NOXE |  | R1: -0.26973
|  | FLO_EMIS |  | ACT | SECSTBSN2U |  |  |  | NOXE |  | R1: -0.15474
|  | FLO_EMIS |  | ACT | SECSTBLS2U |  |  |  | NOXE |  | R1: -0.3004
|  | FLO_EMIS |  | ACT | SECSTBLN2U |  |  |  | NOXE |  | R1: -0.2314
|  | FLO_EMIS |  | ACT | SECSTSLNBU |  |  |  | NOXE |  | R1: -0.14308
|  | FLO_EMIS |  | ACT | SECSTSSCRU |  |  |  | NOXE |  | R1: -0.17732
|  | FLO_EMIS |  | ACT | SECSTSSNCU |  |  |  | NOXE |  | R1: -0.13135
|  | FLO_EMIS |  | ACT | SECSTSSC2U |  |  |  | NOXE |  | R1: -0.28173
|  | FLO_EMIS |  | ACT | SECSTSSN2U |  |  |  | NOXE |  | R1: -0.17775
|  | FLO_EMIS |  | ACT | SECSTSLS2U |  |  |  | NOXE |  | R1: -0.30946
|  | FLO_EMIS |  | ACT | SECSTSLN2U |  |  |  | NOXE |  | R1: -0.24707
|  | FLO_EMIS |  | ACT | SECSTLLNBU |  |  |  | NOXE |  | R1: -0.072189
|  | FLO_EMIS |  | ACT | SECSTLSCRU |  |  |  | NOXE |  | R1: -0.089164
|  | FLO_EMIS |  | ACT | SECSTLSNCU |  |  |  | NOXE |  | R1: -0.030324
|  | FLO_EMIS |  | ACT | SECSTLSC2U |  |  |  | NOXE |  | R1: -0.15778
|  | FLO_EMIS |  | ACT | SECSTLSN2U |  |  |  | NOXE |  | R1: -0.093587
|  | FLO_EMIS |  | ACT | SECSTLLS2U |  |  |  | NOXE |  | R1: -0.1749
|  | FLO_EMIS |  | ACT | SECSTLLN2U |  |  |  | NOXE |  | R1: -0.13638
|  | FLO_EMIS |  | ACT | SECSTBFFRO |  |  |  | PM10 |  | R1: -0.0083275
|  | FLO_EMIS |  | ACT | SECSTBCYCO |  |  |  | PM10 |  | R1: -0.00714
|  | FLO_EMIS |  | ACT | SECSTBESPO |  |  |  | PM10 |  | R1: -0.0082512
|  | FLO_EMIS |  | ACT | SECSTBEPUO |  |  |  | PM10 |  | R1: -6.4759e-05
|  | FLO_EMIS |  | ACT | SECSTSFFRO |  |  |  | PM10 |  | R1: -0.007724
|  | FLO_EMIS |  | ACT | SECSTSCYCO |  |  |  | PM10 |  | R1: -0.0077064
|  | FLO_EMIS |  | ACT | SECSTSESPO |  |  |  | PM10 |  | R1: -0.0076641
|  | FLO_EMIS |  | ACT | SECSTSEPUO |  |  |  | PM10 |  | R1: -5.7855e-05
|  | FLO_EMIS |  | ACT | SECSTLFFRO |  |  |  | PM10 |  | R1: -0.01188
|  | FLO_EMIS |  | ACT | SECSTLCYCO |  |  |  | PM10 |  | R1: 0
|  | FLO_EMIS |  | ACT | SECSTLESPO |  |  |  | PM10 |  | R1: -0.011795
|  | FLO_EMIS |  | ACT | SECSTLEPUO |  |  |  | PM10 |  | R1: -8.508e-05
|  | FLO_EMIS |  | ACT | SECSTBFFRU |  |  |  | PM10 |  | R1: -0.0083216
|  | FLO_EMIS |  | ACT | SECSTBCYCU |  |  |  | PM10 |  | R1: -0.00714
|  | FLO_EMIS |  | ACT | SECSTBESPU |  |  |  | PM10 |  | R1: -0.0082626
|  | FLO_EMIS |  | ACT | SECSTBEPUU |  |  |  | PM10 |  | R1: -5.3411e-05
|  | FLO_EMIS |  | ACT | SECSTSFFRU |  |  |  | PM10 |  | R1: -0.007722
|  | FLO_EMIS |  | ACT | SECSTSCYCU |  |  |  | PM10 |  | R1: 0
|  | FLO_EMIS |  | ACT | SECSTSESPU |  |  |  | PM10 |  | R1: -0.0076644
|  | FLO_EMIS |  | ACT | SECSTSEPUU |  |  |  | PM10 |  | R1: -5.7588e-05
|  | FLO_EMIS |  | ACT | SECSTLFFRU |  |  |  | PM10 |  | R1: 0
|  | FLO_EMIS |  | ACT | SECSTLCYCU |  |  |  | PM10 |  | R1: 0
|  | FLO_EMIS |  | ACT | SECSTLESPU |  |  |  | PM10 |  | R1: -0.011862
|  | FLO_EMIS |  | ACT | SECSTLEPUU |  |  |  | PM10 |  | R1: -1.8e-05
|  | FLO_EMIS |  | ACT | SECSTBFFRO |  |  |  | PM10E |  | R1: -0.0083275
|  | FLO_EMIS |  | ACT | SECSTBCYCO |  |  |  | PM10E |  | R1: -0.00714
|  | FLO_EMIS |  | ACT | SECSTBESPO |  |  |  | PM10E |  | R1: -0.0082512
|  | FLO_EMIS |  | ACT | SECSTBEPUO |  |  |  | PM10E |  | R1: -6.4759e-05
|  | FLO_EMIS |  | ACT | SECSTSFFRO |  |  |  | PM10E |  | R1: -0.007724
|  | FLO_EMIS |  | ACT | SECSTSCYCO |  |  |  | PM10E |  | R1: -0.0077064
|  | FLO_EMIS |  | ACT | SECSTSESPO |  |  |  | PM10E |  | R1: -0.0076641
|  | FLO_EMIS |  | ACT | SECSTSEPUO |  |  |  | PM10E |  | R1: -5.7855e-05
|  | FLO_EMIS |  | ACT | SECSTLFFRO |  |  |  | PM10E |  | R1: -0.01188
|  | FLO_EMIS |  | ACT | SECSTLCYCO |  |  |  | PM10E |  | R1: 0
|  | FLO_EMIS |  | ACT | SECSTLESPO |  |  |  | PM10E |  | R1: -0.011795
|  | FLO_EMIS |  | ACT | SECSTLEPUO |  |  |  | PM10E |  | R1: -8.508e-05
|  | FLO_EMIS |  | ACT | SECSTBFFRU |  |  |  | PM10E |  | R1: -0.0083216
|  | FLO_EMIS |  | ACT | SECSTBCYCU |  |  |  | PM10E |  | R1: -0.00714
|  | FLO_EMIS |  | ACT | SECSTBESPU |  |  |  | PM10E |  | R1: -0.0082626
|  | FLO_EMIS |  | ACT | SECSTBEPUU |  |  |  | PM10E |  | R1: -5.3411e-05
|  | FLO_EMIS |  | ACT | SECSTSFFRU |  |  |  | PM10E |  | R1: -0.007722
|  | FLO_EMIS |  | ACT | SECSTSCYCU |  |  |  | PM10E |  | R1: 0
|  | FLO_EMIS |  | ACT | SECSTSESPU |  |  |  | PM10E |  | R1: -0.0076644
|  | FLO_EMIS |  | ACT | SECSTSEPUU |  |  |  | PM10E |  | R1: -5.7588e-05
|  | FLO_EMIS |  | ACT | SECSTLFFRU |  |  |  | PM10E |  | R1: 0
|  | FLO_EMIS |  | ACT | SECSTLCYCU |  |  |  | PM10E |  | R1: 0
|  | FLO_EMIS |  | ACT | SECSTLESPU |  |  |  | PM10E |  | R1: -0.011862
|  | FLO_EMIS |  | ACT | SECSTLEPUU |  |  |  | PM10E |  | R1: -1.8e-05
|  | FLO_EMIS |  | ACT | SECSTBFFRO |  |  |  | PM25 |  | R1: -0.0056627
|  | FLO_EMIS |  | ACT | SECSTBCYCO |  |  |  | PM25 |  | R1: -0.0048552
|  | FLO_EMIS |  | ACT | SECSTBESPO |  |  |  | PM25 |  | R1: -0.0056108
|  | FLO_EMIS |  | ACT | SECSTBEPUO |  |  |  | PM25 |  | R1: -4.4036e-05
|  | FLO_EMIS |  | ACT | SECSTSFFRO |  |  |  | PM25 |  | R1: -0.0052523
|  | FLO_EMIS |  | ACT | SECSTSCYCO |  |  |  | PM25 |  | R1: -0.0052404
|  | FLO_EMIS |  | ACT | SECSTSESPO |  |  |  | PM25 |  | R1: -0.0052116
|  | FLO_EMIS |  | ACT | SECSTSEPUO |  |  |  | PM25 |  | R1: -3.9341e-05
|  | FLO_EMIS |  | ACT | SECSTLFFRO |  |  |  | PM25 |  | R1: -0.0080784
|  | FLO_EMIS |  | ACT | SECSTLCYCO |  |  |  | PM25 |  | R1: 0
|  | FLO_EMIS |  | ACT | SECSTLESPO |  |  |  | PM25 |  | R1: -0.0080205
|  | FLO_EMIS |  | ACT | SECSTLEPUO |  |  |  | PM25 |  | R1: -5.7854e-05
|  | FLO_EMIS |  | ACT | SECSTBFFRU |  |  |  | PM25 |  | R1: -0.0056587
|  | FLO_EMIS |  | ACT | SECSTBCYCU |  |  |  | PM25 |  | R1: -0.0048552
|  | FLO_EMIS |  | ACT | SECSTBESPU |  |  |  | PM25 |  | R1: -0.0056186
|  | FLO_EMIS |  | ACT | SECSTBEPUU |  |  |  | PM25 |  | R1: -3.632e-05
|  | FLO_EMIS |  | ACT | SECSTSFFRU |  |  |  | PM25 |  | R1: -0.005251
|  | FLO_EMIS |  | ACT | SECSTSCYCU |  |  |  | PM25 |  | R1: 0
|  | FLO_EMIS |  | ACT | SECSTSESPU |  |  |  | PM25 |  | R1: -0.0052118
|  | FLO_EMIS |  | ACT | SECSTSEPUU |  |  |  | PM25 |  | R1: -3.916e-05
|  | FLO_EMIS |  | ACT | SECSTLFFRU |  |  |  | PM25 |  | R1: 0
|  | FLO_EMIS |  | ACT | SECSTLCYCU |  |  |  | PM25 |  | R1: 0
|  | FLO_EMIS |  | ACT | SECSTLESPU |  |  |  | PM25 |  | R1: -0.0080662
|  | FLO_EMIS |  | ACT | SECSTLEPUU |  |  |  | PM25 |  | R1: -1.224e-05
|  | FLO_EMIS |  | ACT | PNURNU45 |  |  |  | H2OC |  | R0: 10.4201
|  | FLO_EMIS |  | ACT | PNURNU09 |  |  |  | H2OC |  | R0: 10.4201
|  | FLO_EMIS |  | ACT | PNURNU19 |  |  |  | H2OC |  | R0: 10.4201
|  | FLO_EMIS |  | ACT | PNURNU45 |  |  |  | H2OW |  | R0: 10.4201
|  | FLO_EMIS |  | ACT | PNURNU09 |  |  |  | H2OW |  | R0: 10.4201
|  | FLO_EMIS |  | ACT | PNURNU19 |  |  |  | H2OW |  | R0: 10.4201
|  | FLO_EMIS |  | ACT | PNURNU45 |  |  |  | H2OCE |  | R0: 10.4201
|  | FLO_EMIS |  | ACT | PNURNU09 |  |  |  | H2OCE |  | R0: 10.4201
|  | FLO_EMIS |  | ACT | PNURNU19 |  |  |  | H2OCE |  | R0: 10.4201
|  | FLO_EMIS |  | ACT | PNURNU45 |  |  |  | H2OWE |  | R0: 10.4201
|  | FLO_EMIS |  | ACT | PNURNU09 |  |  |  | H2OWE |  | R0: 10.4201
|  | FLO_EMIS |  | ACT | PNURNU19 |  |  |  | H2OWE |  | R0: 10.4201
|  | FLO_EMIS |  | ACT | ERFLSTMR |  |  |  | H2OC | 130.8334
|  | FLO_EMIS |  | ACT | ENGASTMRR |  |  |  | H2OC | 229.4445
|  | FLO_EMIS |  | ACT | ENGASTMRO |  |  |  | H2OC | 66.6667
|  | FLO_EMIS |  | ACT | EDSLCCR |  |  |  | H2OC | 55
|  | FLO_EMIS |  | ACT | ENGACCRR |  |  |  | H2OC | 55
|  | FLO_EMIS |  | ACT | ENGACCRO |  |  |  | H2OC | 27.7778
|  | FLO_EMIS |  | ACT | ENGACCRD |  |  |  | H2OC | 0.55556
|  | FLO_EMIS |  | ACT | EURNALWRR |  |  |  | H2OC | 186.6667
|  | FLO_EMIS |  | ACT | EURNALWRO |  |  |  | H2OC | 74.7222
|  | FLO_EMIS |  | ACT | ERFLSTMR |  |  |  | H2OCE | 130.8334
|  | FLO_EMIS |  | ACT | ENGASTMRR |  |  |  | H2OCE | 229.4445
|  | FLO_EMIS |  | ACT | ENGASTMRO |  |  |  | H2OCE | 66.6667
|  | FLO_EMIS |  | ACT | EDSLCCR |  |  |  | H2OCE | 55
|  | FLO_EMIS |  | ACT | ENGACCRR |  |  |  | H2OCE | 55
|  | FLO_EMIS |  | ACT | ENGACCRO |  |  |  | H2OCE | 27.7778
|  | FLO_EMIS |  | ACT | ENGACCRD |  |  |  | H2OCE | 0.55556
|  | FLO_EMIS |  | ACT | EURNALWRR |  |  |  | H2OCE | 186.6667
|  | FLO_EMIS |  | ACT | EURNALWRO |  |  |  | H2OCE | 74.7222
|  | FLO_EMIS |  | ACT | ERFLSTMR |  |  |  | H2OW | 147.5
|  | FLO_EMIS |  | ACT | ENGASTMRR |  |  |  | H2OW | 334.1668
|  | FLO_EMIS |  | ACT | ENGASTMRO |  |  |  | H2OW | 9722.2249
|  | FLO_EMIS |  | ACT | EDSLCCR |  |  |  | H2OW | 70.2778
|  | FLO_EMIS |  | ACT | ENGACCRR |  |  |  | H2OW | 70.2778
|  | FLO_EMIS |  | ACT | ENGACCRO |  |  |  | H2OW | 3161.112
|  | FLO_EMIS |  | ACT | ENGACCRD |  |  |  | H2OW | 0.55556
|  | FLO_EMIS |  | ACT | EURNALWRR |  |  |  | H2OW | 305.8334
|  | FLO_EMIS |  | ACT | EURNALWRO |  |  |  | H2OW | 12319.4479
|  | FLO_EMIS |  | ACT | ERFLSTMR |  |  |  | H2OWE | 147.5
|  | FLO_EMIS |  | ACT | ENGASTMRR |  |  |  | H2OWE | 334.1668
|  | FLO_EMIS |  | ACT | ENGASTMRO |  |  |  | H2OWE | 9722.2249
|  | FLO_EMIS |  | ACT | EDSLCCR |  |  |  | H2OWE | 70.2778
|  | FLO_EMIS |  | ACT | ENGACCRR |  |  |  | H2OWE | 70.2778
|  | FLO_EMIS |  | ACT | ENGACCRO |  |  |  | H2OWE | 3161.112
|  | FLO_EMIS |  | ACT | ENGACCRD |  |  |  | H2OWE | 0.55556
|  | FLO_EMIS |  | ACT | EURNALWRR |  |  |  | H2OWE | 305.8334
|  | FLO_EMIS |  | ACT | EURNALWRO |  |  |  | H2OWE | 12319.4479
|  | FLO_EMIS |  | ACT | ECSTMRBONR11 |  |  |  | H2OC | 130.8334
|  | FLO_EMIS |  | ACT | ECSTMRSONR11 |  |  |  | H2OC | 130.8334
|  | FLO_EMIS |  | ACT | ECSTMRLONR11 |  |  |  | H2OC | 130.8334
|  | FLO_EMIS |  | ACT | ECOALSTM15 |  |  |  | H2OC | 130.8334
|  | FLO_EMIS |  | ACT | ENGACC11 |  |  |  | H2OC | 55
|  | FLO_EMIS |  | ACT | ENGACC15 |  |  |  | H2OC | 55
|  | FLO_EMIS |  | ACT | ENGACC20 |  |  |  | H2OC | 55
|  | FLO_EMIS |  | ACT | ENGAACC20 |  |  |  | H2OC | 55
|  | FLO_EMIS |  | ACT | ECOALIGCC20 |  |  |  | H2OC | 103.3334
|  | FLO_EMIS |  | ACT | EBIOIGCC25 |  |  |  | H2OC | 103.3334
|  | FLO_EMIS |  | ACT | EGEOBCFS11 |  |  |  | H2OC | 717.5002
|  | FLO_EMIS |  | ACT | EGEOEGS25 |  |  |  | H2OC | 1328.8893
|  | FLO_EMIS |  | ACT | EURNALWR15 |  |  |  | H2OC | 186.6667
|  | FLO_EMIS |  | ACT | ECSTMRBONR11 |  |  |  | H2OCE | 130.8334
|  | FLO_EMIS |  | ACT | ECSTMRSONR11 |  |  |  | H2OCE | 130.8334
|  | FLO_EMIS |  | ACT | ECSTMRLONR11 |  |  |  | H2OCE | 130.8334
|  | FLO_EMIS |  | ACT | ECOALSTM15 |  |  |  | H2OCE | 130.8334
|  | FLO_EMIS |  | ACT | ENGACC11 |  |  |  | H2OCE | 55
|  | FLO_EMIS |  | ACT | ENGACC15 |  |  |  | H2OCE | 55
|  | FLO_EMIS |  | ACT | ENGACC20 |  |  |  | H2OCE | 55
|  | FLO_EMIS |  | ACT | ENGAACC20 |  |  |  | H2OCE | 55
|  | FLO_EMIS |  | ACT | ECOALIGCC20 |  |  |  | H2OCE | 103.3334
|  | FLO_EMIS |  | ACT | EBIOIGCC25 |  |  |  | H2OCE | 103.3334
|  | FLO_EMIS |  | ACT | EGEOBCFS11 |  |  |  | H2OCE | 717.5002
|  | FLO_EMIS |  | ACT | EGEOEGS25 |  |  |  | H2OCE | 1328.8893
|  | FLO_EMIS |  | ACT | EURNALWR15 |  |  |  | H2OCE | 186.6667
|  | FLO_EMIS |  | ACT | ECSTMRBONR11 |  |  |  | H2OW | 147.5
|  | FLO_EMIS |  | ACT | ECSTMRSONR11 |  |  |  | H2OW | 147.5
|  | FLO_EMIS |  | ACT | ECSTMRLONR11 |  |  |  | H2OW | 147.5
|  | FLO_EMIS |  | ACT | ECOALSTM15 |  |  |  | H2OW | 147.5
|  | FLO_EMIS |  | ACT | ENGACC11 |  |  |  | H2OW | 70.2778
|  | FLO_EMIS |  | ACT | ENGACC15 |  |  |  | H2OW | 70.2778
|  | FLO_EMIS |  | ACT | ENGACC20 |  |  |  | H2OW | 70.2778
|  | FLO_EMIS |  | ACT | ENGAACC20 |  |  |  | H2OW | 70.2778
|  | FLO_EMIS |  | ACT | ECOALIGCC20 |  |  |  | H2OW | 108.3334
|  | FLO_EMIS |  | ACT | EBIOIGCC25 |  |  |  | H2OW | 108.3334
|  | FLO_EMIS |  | ACT | EGEOBCFS11 |  |  |  | H2OW | 717.5002
|  | FLO_EMIS |  | ACT | EGEOEGS25 |  |  |  | H2OW | 1328.8893
|  | FLO_EMIS |  | ACT | EURNALWR15 |  |  |  | H2OW | 305.8334
|  | FLO_EMIS |  | ACT | ECSTMRBONR11 |  |  |  | H2OWE | 147.5
|  | FLO_EMIS |  | ACT | ECSTMRSONR11 |  |  |  | H2OWE | 147.5
|  | FLO_EMIS |  | ACT | ECSTMRLONR11 |  |  |  | H2OWE | 147.5
|  | FLO_EMIS |  | ACT | ECOALSTM15 |  |  |  | H2OWE | 147.5
|  | FLO_EMIS |  | ACT | ENGACC11 |  |  |  | H2OWE | 70.2778
|  | FLO_EMIS |  | ACT | ENGACC15 |  |  |  | H2OWE | 70.2778
|  | FLO_EMIS |  | ACT | ENGACC20 |  |  |  | H2OWE | 70.2778
|  | FLO_EMIS |  | ACT | ENGAACC20 |  |  |  | H2OWE | 70.2778
|  | FLO_EMIS |  | ACT | ECOALIGCC20 |  |  |  | H2OWE | 108.3334
|  | FLO_EMIS |  | ACT | EBIOIGCC25 |  |  |  | H2OWE | 108.3334
|  | FLO_EMIS |  | ACT | EGEOBCFS11 |  |  |  | H2OWE | 717.5002
|  | FLO_EMIS |  | ACT | EGEOEGS25 |  |  |  | H2OWE | 1328.8893
|  | FLO_EMIS |  | ACT | EURNALWR15 |  |  |  | H2OWE | 305.8334 | [7 empty] | Input
|  | FLO_EMIS | 2010 | ACT | ENGACC11 |  |  |  | CO2CPP | 115.6771 | [7 empty] | 2
|  | FLO_EMIS | 2010 | ACT | ENGACC15 |  |  |  | CO2CPP | 107.5573 | [7 empty] | 1.8596
|  | FLO_EMIS | 2015 | ACT | ENGACC11 |  |  |  | CO2CPP | 115.6771
|  | FLO_EMIS | 2015 | ACT | ENGACC15 |  |  |  | CO2CPP | 107.5573
|  | FLO_EMIS | 2020 | ACT | ENGACC11 |  |  |  | CO2CPP | 104.1094 | [7 empty] | 1.8
|  | FLO_EMIS | 2020 | ACT | ENGACC15 |  |  |  | CO2CPP | 96.8016 | [7 empty] | 1.6737
|  | FLO_EMIS | 2025 | ACT | ENGACC11 |  |  |  | CO2CPP | 104.1094 | [7 empty] | 1.8
|  | FLO_EMIS | 2025 | ACT | ENGACC15 |  |  |  | CO2CPP | 96.8016 | [7 empty] | 1.6737
|  | FLO_EMIS | 2055 | ACT | ENGACC11 |  |  |  | CO2CPP | 104.1094
|  | FLO_EMIS | 2055 | ACT | ENGACC15 |  |  |  | CO2CPP | 96.8016
|  | FLO_EMIS |  | ACT | SEELCDSL |  |  |  | NH3 | #REF!
|  | FLO_EMIS |  | ACT | SEELCNGT |  |  |  | NH3 | #REF!
|  | FLO_EMIS |  | ACT | SEELCNGC |  |  |  | NH3 | #REF!
|  | FLO_EMIS |  | ACT | SEELCNGS |  |  |  | NH3 | #REF!
|  | FLO_EMIS |  | ACT | SEELCRFL |  |  |  | NH3 | #REF!
|  | FLO_EMIS |  | ACT | SEELCRFH |  |  |  | NH3 | #REF!
|  | FLO_EMIS |  | ACT | SEELCRFL |  |  |  | NH3 | #REF!
|  | FLO_EMIS |  | ACT | SEELCBIGCC |  |  |  | NH3 | #REF!
|  | FLO_EMIS |  | ACT | SEELCBSTM |  |  |  | NH3 | #REF!
|  | FLO_EMIS |  | ACT | SEELCBIBHO |  |  |  | NH3 | #REF!
|  | FLO_EMIS |  | ACT | SEELCBIBHU |  |  |  | NH3 | #REF!
|  | FLO_EMIS |  | ACT | SEELCBIBMO |  |  |  | NH3 | #REF!
|  | FLO_EMIS |  | ACT | SEELCBIBMU |  |  |  | NH3 | #REF!
|  | FLO_EMIS |  | ACT | SEELCBIBLO |  |  |  | NH3 | #REF!
|  | FLO_EMIS |  | ACT | SEELCBIBLU |  |  |  | NH3 | #REF!
|  | FLO_EMIS |  | ACT | SEELCBILHO |  |  |  | NH3 | #REF!
|  | FLO_EMIS |  | ACT | SEELCBILHU |  |  |  | NH3 | #REF!
|  | FLO_EMIS |  | ACT | SEELCBILMO |  |  |  | NH3 | #REF!
|  | FLO_EMIS |  | ACT | SEELCBILMU |  |  |  | NH3 | #REF!
|  | FLO_EMIS |  | ACT | SEELCBISMO |  |  |  | NH3 | #REF!
|  | FLO_EMIS |  | ACT | SEELCBISMU |  |  |  | NH3 | #REF!
|  | FLO_EMIS |  | ACT | SEELCBISLO |  |  |  | NH3 | #REF!
|  | FLO_EMIS |  | ACT | SEELCBISLU |  |  |  | NH3 | #REF!
|  | FLO_EMIS |  | ACT | SEELCBION |  |  |  | NH3 | #REF!
|  | FLO_EMIS |  | ACT | SECIGCCBH |  |  |  | NH3 | #REF!
|  | FLO_EMIS |  | ACT | SECIGCCBL |  |  |  | NH3 | #REF!
|  | FLO_EMIS |  | ACT | SECIGCCBM |  |  |  | NH3 | #REF!
|  | FLO_EMIS |  | ACT | SECIGCCLH |  |  |  | NH3 | #REF!
|  | FLO_EMIS |  | ACT | SECIGCCLM |  |  |  | NH3 | #REF!
|  | FLO_EMIS |  | ACT | SECIGCCSL |  |  |  | NH3 | #REF!
|  | FLO_EMIS |  | ACT | SECIGCCSM |  |  |  | NH3 | #REF!
|  | FLO_EMIS |  | ACT | SECSTMBH |  |  |  | NH3 | #REF!
|  | FLO_EMIS |  | ACT | SECSTMBL |  |  |  | NH3 | #REF!
|  | FLO_EMIS |  | ACT | SECSTMBM |  |  |  | NH3 | #REF!
|  | FLO_EMIS |  | ACT | SECSTMLH |  |  |  | NH3 | #REF!
|  | FLO_EMIS |  | ACT | SECSTMLM |  |  |  | NH3 | #REF!
|  | FLO_EMIS |  | ACT | SECSTMSL |  |  |  | NH3 | #REF!
|  | FLO_EMIS |  | ACT | SECSTMSM |  |  |  | NH3 | #REF!
|  | FLO_EMIS |  | ACT | SECSTMRBH |  |  |  | NH3 | #REF!
|  | FLO_EMIS |  | ACT | SECSTMRBL |  |  |  | NH3 | #REF!
|  | FLO_EMIS |  | ACT | SECSTMRBM |  |  |  | NH3 | #REF!
|  | FLO_EMIS |  | ACT | SECSTMRLH |  |  |  | NH3 | #REF!
|  | FLO_EMIS |  | ACT | SECSTMRLM |  |  |  | NH3 | #REF!
|  | FLO_EMIS |  | ACT | SECSTMRSL |  |  |  | NH3 | #REF!
|  | FLO_EMIS |  | ACT | SECSTMRSM |  |  |  | NH3 | #REF!

## Emissions - REF
Updated emission factor from GREET(Beta), dated Dec 21st, 2012
Refinery emissions per unit outputs
Conventional gasoline, onsite emissions (kT/PJ)
| 2005 | 2010 | 2015 | 2020
VOC | 0.0023545 | 0.0023233 | 0.0023233 | 0.0023233
CO | 0.0043033 | 0.0035584 | 0.0035584 | 0.0035584
NOx | 0.0094658 | 0.0081448 | 0.0072287 | 0.0068386
PM10 | 0.0022525 | 0.0019529 | 0.0017368 | 0.0016641
PM2.5 | 0.0012431 | 0.0010861 | 0.0010131 | 0.00094103
SOx | 0.0092315 | 0.0071051 | 0.0061111 | 0.0056851
CH4 | 0.00018632 | 0.00018632 | 0.00018632 | 0.00018632
N2O | 9.9824e-05 | 9.9824e-05 | 9.9824e-05 | 9.9824e-05
CO2 | 6.1227 | 6.124 | 6.124 | 6.124
CO2Biogenic | 0 | 0 | 0 | 0
Reformulated gasoline, onsite Emissions (kT/PJ)
| 2005 | 2010 | 2015 | 2020
VOC | 0.0023542 | 0.002323 | 0.002323 | 0.002323
CO | 0.0042985 | 0.0035537 | 0.0035537 | 0.0035537
NOx | 0.0094212 | 0.0081075 | 0.0071945 | 0.0068058
PM10 | 0.0022376 | 0.0019397 | 0.0017264 | 0.0016552
PM2.5 | 0.0012334 | 0.0010775 | 0.0010063 | 0.00093522
SOx | 0.0091652 | 0.0070447 | 0.0060507 | 0.0056248
CH4 | 0.00018535 | 0.00018535 | 0.00018535 | 0.00018535
N2O | 9.9717e-05 | 9.9717e-05 | 9.9717e-05 | 9.9717e-05
CO2 | 6.0991 | 6.1003 | 6.1003 | 6.1003
CO2Biogenic | 0 | 0 | 0 | 0
Jet fuel, onsite emissions (kT/PJ)
| 2005 | 2010 | 2015 | 2020
VOC | 0.00015975 | 0.00013036 | 0.00013036 | 0.00013036
CO | 0.0030778 | 0.0023752 | 0.0023752 | 0.0023752
NOx | 0.0082635 | 0.0069175 | 0.0060135 | 0.0056255
PM10 | 0.002039 | 0.0017337 | 0.0014917 | 0.0014029
PM2.5 | 0.0011588 | 0.00099605 | 0.00090243 | 0.00082128
SOx | 0.0056639 | 0.0035779 | 0.00264 | 0.0022381
CH4 | 0.00018799 | 0.00018799 | 0.00018799 | 0.00018799
N2O | 9.244e-05 | 9.244e-05 | 9.244e-05 | 9.244e-05
CO2 | 5.0043 | 5.0055 | 5.0055 | 5.0055
CO2Biogenic | 0 | 0 | 0 | 0
Conventional diesel, onsite emissions (kT/PJ)
| 2005 | 2010 | 2015 | 2020
VOC | 0.0023545 | 0.0023233 | 0.0023233 | 0.0023233
CO | 0.0043033 | 0.0035584 | 0.0035584 | 0.0035584
NOx | 0.0094656 | 0.0081446 | 0.0072285 | 0.0068384
PM10 | 0.0022524 | 0.0019528 | 0.0017367 | 0.0016641
PM2.5 | 0.001243 | 0.0010861 | 0.0010131 | 0.000941
SOx | 0.0092311 | 0.0071047 | 0.0061108 | 0.0056848
CH4 | 0.00018631 | 0.00018631 | 0.00018631 | 0.00018631
N2O | 9.9823e-05 | 9.9823e-05 | 9.9823e-05 | 9.9823e-05
CO2 | 6.1226 | 6.1239 | 6.1239 | 6.1239
CO2Biogenic | 0 | 0 | 0 | 0
Low sulfur diesel, onsite emissions (kT/PJ)
| 2005 | 2010 | 2015 | 2020
VOC | 0.0023501 | 0.0023189 | 0.0023189 | 0.0023189
CO | 0.0042996 | 0.0035551 | 0.0035551 | 0.0035551
NOx | 0.0094589 | 0.0081385 | 0.0072228 | 0.0068329
PM10 | 0.0022517 | 0.0019521 | 0.001736 | 0.0016633
PM2.5 | 0.0012426 | 0.0010856 | 0.0010126 | 0.00094055
SOx | 0.0092231 | 0.0070967 | 0.0061028 | 0.0056768
CH4 | 0.00018621 | 0.00018621 | 0.00018621 | 0.00018621
N2O | 9.9753e-05 | 9.9753e-05 | 9.9753e-05 | 9.9753e-05
CO2 | 6.1176 | 6.1189 | 6.1189 | 6.1189
CO2Biogenic | 0 | 0 | 0 | 0
LPG, onsite Emissions (kT/PJ)
| 2005 | 2010 | 2015 | 2020
VOC | 0.0023545 | 0.0023233 | 0.0023233 | 0.0023233
CO | 0.0043033 | 0.0035584 | 0.0035584 | 0.0035584
NOx | 0.0094656 | 0.0081446 | 0.0072285 | 0.0068384
PM10 | 0.0022524 | 0.0019528 | 0.0017367 | 0.0016641
PM2.5 | 0.001243 | 0.0010861 | 0.0010131 | 0.000941
SOx | 0.0092311 | 0.0071047 | 0.0061108 | 0.0056848
CH4 | 0.00018631 | 0.00018631 | 0.00018631 | 0.00018631
N2O | 9.9823e-05 | 9.9823e-05 | 9.9823e-05 | 9.9823e-05
CO2 | 6.1226 | 6.1239 | 6.1239 | 6.1239
CO2Biogenic | 0 | 0 | 0 | 0
Residual fuel oil, onsite emissions (kT/PJ)
| 2005 | 2010 | 2015 | 2020
VOC | 0.00087361 | 0.00086204 | 0.00086204 | 0.00086204
CO | 0.0015967 | 0.0013203 | 0.0013203 | 0.0013203
NOx | 0.0035121 | 0.003022 | 0.0026821 | 0.0025373
PM10 | 0.00083573 | 0.00072458 | 0.0006444 | 0.00061744
PM2.5 | 0.0004612 | 0.00040298 | 0.00037589 | 0.00034915
SOx | 0.0034251 | 0.0026362 | 0.0022674 | 0.0021093
CH4 | 6.9129e-05 | 6.9129e-05 | 6.9129e-05 | 6.9129e-05
N2O | 3.7039e-05 | 3.7039e-05 | 3.7039e-05 | 3.7039e-05
CO2 | 2.2717 | 2.2722 | 2.2722 | 2.2722
CO2Biogenic | 0 | 0 | 0 | 0

## Retrofit - ELC
Data generated with the EPA/NRMRL/APPCD CUECost spreadsheet model
SOX Control Summary
Bituminous | High Sulfur |  | Medium Sulfur |  | Low Sulfur
| FGD (SECSTMBHFG) | Pass (SECSTMBHPT) | FGD (SECSTMBMFG) | Pass (SECSTMBMPT) | FGD (SECSTMBLFG) | Pass (SECSTMBLPT)
Equilibrium Emissions Rate (kT/PJ) | 0.059312 | 1.1862 | 0.022017 | 0.5268 | 0.0073844 | 0.14749
Capital Cost (m$/PJ/yr) | 2.6322 |  | 1.9398 |  | 3.1387
Variable O&M (m$/PJ) | 0.30063 |  | 0.21797 |  | 0.34991
Sub-Bituminous | High Sulfur |  | Medium Sulfur |  | Low Sulfur
| FGD (SECSTMSHFG) | Pass (SECSTMSHPT) | FGD (SECSTMSMFG) | Pass (SECSTMSMPT) | FGD (SECSTMSLFG) | Pass (SECSTMSLPT)
Equilibrium Emissions Rate (kT/PJ) | N/A | N/A | 0.017954 | 0.35908 | 0.010355 | 0.20722
Capital Cost (m$/PJ/yr) | N/A |  | 1.8681 |  | 2.4833
Variable O&M (m$/PJ) | N/A |  | 0.22666 |  | 0.25236
Lignite | High Sulfur |  | Medium Sulfur |  | Low Sulfur
| FGD (SECSTMLHFG) | Pass (SECSTMLHPT) | FGD (SECSTMLMFG) | Pass (SECSTMLMPT) | FGD | Pass
Equilibrium Emissions Rate (kT/PJ) | 0.048257 | 0.96472 | 0.033346 | 0.66783 | N/A | N/A
Capital Cost (m$/PJ/yr) | 1.9029 |  | 1.7694 |  | N/A
Variable O&M (m$/PJ) | 0.23453 |  | 0.22939 |  | N/A
NOX Control Summary | [8 empty] | Calculated $/tonne removed
Bituminous | Pass Through (SECSTMBPT/2) | LNB (SECSTMBLNB) | SCR (after LNB, SECSTMBSCR) | SNCR (after LNB, SECSTMBSNC) | SCR only (SECSTMBSC2) | SNCR only (SECSTMBSN2) | LNB-SCR (SECSTMBLS2) | LNB-SNCR (SECSTMBLN2) | LNB (SECSTMBLNB) | SCR (after LNB, SECSTMBSCR) | SNCR (after LNB, SECSTMBSNC) | SCR only (SECSTMBSC2) | SNCR only (SECSTMBSN2) | LNB-SCR (SECSTMBLS2) | LNB-SNCR (SECSTMBLN2)
Equilibrium Emissions Rate (kT/PJ) | 0.34639 | 0.22998 | 0.047746 | 0.11936 | 0.076659 | 0.19165 | 0.045995 | 0.11499 | 1835.705 | 2727.9428 | 545.7532 | 3258.9695 | 1125.1149 | 3523.2852 | 1523.0785
Capital Cost (m$/PJ/yr) |  | 0.20789 | 0.66512 | 0.078552 | 0.76318 | 0.10455 | 0.94848 | 0.30306
Variable O&M (m$/PJ) |  | 0.0058099 | 0.14957 | 0.045349 | 0.11587 | 0.069551 | 0.10991 | 0.049388
Calculated $/tonne removed
Sub-Bituminous | Pass Through (SECSTMSPT/2) | LNB (SECSTMSLNB) | SCR (after LNB, SECSTMSSCR) | SNCR (after LNB, SECSTMSSNC) | SCR only (SECSTMSSC2) | SNCR only (SECSTMSSN2) | LNB-SCR (SECSTMSLS2) | LNB-SNCR (SECSTMSLN2) | LNB (SECSTMBLNB) | SCR (after LNB, SECSTMBSCR) | SNCR (after LNB, SECSTMBSNC) | SCR only (SECSTMBSC2) | SNCR only (SECSTMBSN2) | LNB-SCR (SECSTMBLS2) | LNB-SNCR (SECSTMBLN2)
Equilibrium Emissions Rate (kT/PJ) | 0.35106 | 0.20798 | 0.030651 | 0.076629 | 0.069325 | 0.17331 | 0.041595 | 0.10399 | 1435.0803 | 2325.7259 | 357.3297 | 3105.9962 | 900.6754 | 3392.7459 | 1351.3962
Capital Cost (m$/PJ/yr) |  | 0.19951 | 0.647 | 0.069392 | 0.75679 | 0.096804 | 0.9365 | 0.28828
Variable O&M (m$/PJ) |  | 0.0058208 | 0.098177 | 0.02867 | 0.11828 | 0.063286 | 0.11343 | 0.045614
Calculated $/tonne removed
Lignite | Pass Through (SECSTMLPT/2) | LNB (SECSTMLLNB) | SCR (after LNB, SECSTMLSCR) | SNCR (after LNB, SECSTMLSNC) | SCR only (SECSTMLSC2) | SNCR only (SECSTMLSN2) | LNB-SCR (SECSTMLLS2) | LNB-SNCR (SECSTMLLN2) | LNB (SECSTMBLNB) | SCR (after LNB, SECSTMBSCR) | SNCR (after LNB, SECSTMBSNC) | SCR only (SECSTMBSC2) | SNCR only (SECSTMBSN2) | LNB-SCR (SECSTMBLS2) | LNB-SNCR (SECSTMBLN2)
Equilibrium Emissions Rate (kT/PJ) | 0.20058 | 0.12839 | 0.039226 | 0.098066 | 0.042797 | 0.10699 | 0.025678 | 0.064195 | 2296.1831 | 4889.6577 | 1083.109 | 4743.0702 | 1143.5103 | 5117.5766 | 1856.4064
Capital Cost (m$/PJ/yr) |  | 0.16098 | 0.68059 | 0.075029 | 0.63923 | 0.068317 | 0.78772 | 0.2242
Variable O&M (m$/PJ) |  | 0.0047802 | 0.10837 | 0.036004 | 0.10915 | 0.038701 | 0.10735 | 0.028981
RESID capacity for air pollution controls by Region. Based on EPA eGrid data (Original workbook "Coal Plant 9R RESIDS for 2000.xls")
FGD Data
Nameplate capacity in PJ/yr
Sum of EffNPC(PJ) |  |  | FGD
EPA9Rregion | Coal Type | Coal S Content | N | Y | Grand Total | Data from:
1 | BIT | L | 53.6879 |  | 53.6879 | EIA767 (yr. 2000)
|  | M | 18.7488 |  | 18.7488 | eGRID2002 (yr. 2000)
| SUB | L | 12.5843 |  | 12.5843
2 | BIT | H | 66.6729 | 196.5925 | 263.2654
|  | L | 24.1451 |  | 24.1451
|  | M | 429.8763 | 38.3412 | 468.2175
3 | BIT | H | 229.3076 | 398.524 | 627.8316
|  | L | 476.8692 |  | 476.8692
|  | M | 864.5287 | 5.04 | 869.5687
| SUB | L | 559.8423 |  | 559.8423
4 | BIT | H | 5.236 |  | 5.236
|  | L | 225.8043 | 16.3074 | 242.1117
| LIG | M | 36.1305 | 96.3899 | 132.5204
| SUB | L | 458.6292 | 172.877 | 631.5062
|  | M | 27.1609 | 59.1538 | 86.3147
5 | BIT | H | 19.719 | 210.1585 | 229.8775
|  | L | 434.4773 |  | 434.4773
|  | M | 1364.0589 | 209.5714 | 1573.6303
6 | BIT | H | 65.0108 | 350.7177 | 415.7285
|  | L | 285.3487 | 16.0111 | 301.3599
|  | M | 449.65 | 27.468 | 477.118
| SUB | L | 31.185 |  | 31.185
|  | M | 39.5388 |  | 39.5388
7 | BIT | L | 34.3473 | 16.38 | 50.7273
| LIG | H |  | 56.5075 | 56.5075
|  | L |  | 22.7036 | 22.7036
|  | M | 85.7682 | 148.9099 | 234.6781
| SUB | L | 601.6944 | 88.487 | 690.1813
8 | BIT | L | 153.54 | 213.9543 | 367.4943
|  | M | 3.591 | 68.4955 | 72.0865
| SUB | L | 42.9733 | 209.2554 | 252.2287
|  | M |  | 221.7572 | 221.7572
9 | BIT | L | 18.7331 |  | 18.7331
| SUB | M | 45.9894 |  | 45.9894
Grand Total |  |  | 7164.849 | 2843.603 | 10008.452
NOX Control Retrofits
Nameplate capacity in PJ/yr
|  |  |  | Neither | SNCR | SCR
Sum of EffNPC(PJ) |  |  |  | SCR | SNCR
|  |  |  | N |  | Y | Grand Total
EPA9Rregion | Coal Type | LNB | Coal S Content | N | Y | N
1 | BIT | N |  | 7.875 | 2.583 | 14.4648 | 24.9228
|  | Y |  | 39.7117 | 7.8022 |  | 47.5139
| SUB | Y |  | 12.5843 |  |  | 12.5843
2 | BIT | N |  | 54.2567 | 34.9083 |  | 89.165
|  | Y |  | 645.8271 |  | 20.6358 | 666.463
3 | BIT | N |  | 864.044 |  |  | 864.044
|  | Y |  | 1100.3534 | 9.8721 |  | 1110.2255
| SUB | N |  | 332.2705 |  |  | 332.2705
|  | Y |  | 227.5718 |  |  | 227.5718
4 | BIT | N |  | 90.5189 |  |  | 90.5189
|  | Y |  | 156.8287 |  |  | 156.8287
| LIG | N |  | 98.3114 |  |  | 98.3114
|  | Y |  | 34.2089 |  |  | 34.2089
| SUB | N |  | 372.6933 |  |  | 372.6933
|  | Y |  | 345.1276 |  |  | 345.1276
5 | BIT | N |  | 623.4006 | 2.3625 |  | 625.7631
|  | Y |  | 1578.083 | 19.5048 | 14.6343 | 1612.222
6 | BIT | N |  | 339.8141 |  |  | 339.8141
|  | Y |  | 854.3923 |  |  | 854.3923
| SUB | N |  | 31.185 |  |  | 31.185
|  | Y |  | 39.5388 |  |  | 39.5388
7 | BIT | N |  | 34.3473 |  |  | 34.3473
|  | Y |  | 16.38 |  |  | 16.38
| LIG | N |  | 204.9576 |  |  | 204.9576
|  | Y |  | 108.9317 |  |  | 108.9317
| SUB | N |  | 286.2846 |  |  | 286.2846
|  | Y |  | 403.8967 |  |  | 403.8967
8 | BIT | N |  | 130.052 |  |  | 130.052
|  | Y |  | 309.5288 |  |  | 309.5288
| SUB | N |  | 240.5844 |  |  | 240.5844
|  | Y |  | 233.4015 |  |  | 233.4015
9 | BIT | Y |  | 18.7331 |  |  | 18.7331
| SUB | N |  | 45.9894 |  |  | 45.9894
Grand Total |  |  |  | 9881.6843 | 77.0329 | 49.7349 | 10008.452

## Water Data
Source: Madknick et al. (2011), A Review of Operational Water Consumption and Withdrawal Factors for Electricity Generating Technologies. NREL: Golden, CO
Table 1. Water Consumption Factors for Renewable Technologies (gal/MWh)
Table 2. Water Consumption Factors for Non-renewable Technologies (gal/MWh) | [9 empty] | N/a for "source" and "table" ==> withdrawals not reported and assumed to be equal to consumption.
Table 3. Water Withdrawal Factors for Electricity Generating Technologies (gal/MWh) | [20 empty] | nonrenewable = | NR
|  |  | Withdrawals (H20W) | [8 empty] | Consumption (H20C) | [10 empty] | Percent water withdrawal consumed
|  |  | Million gallons H2O/PJ |  |  | gallons H2O/MWh | [5 empty] | Million gallons H2O/PJ |  |  | gallons H2O/MWh
Fuel Type | Cooling | Technology | Median | Min | Max | Median | Min | Max | n | Source(s) | Table | Median | Min | Max | Median | Min | Max | n | Source(s) | Table |  | R or NR
Biopower | Dry | Biogas | 9.7222 |  |  | 35 |  |  |  | n/a | n/a | 9.7222 | 9.7222 | 9.7222 | 35 | 35 | 35 | 1 | [51] | 1 |  | R | 100%
Biopower | Once-through | Steam | 9722.2249 | 5555.5571 | 13888.8927 | 35000 | 20000 | 50000 | 1 | [50] | 3 | 83.3334 | 83.3334 | 83.3334 | 300 | 300 | 300 | 1 | [50] | 1 |  | R | 0.8571%
Biopower | Pond | Steam | 125 | 83.3334 | 166.6667 | 450 | 300 | 600 | 1 | [50] | 3 | 108.3334 | 83.3334 | 133.3334 | 390 | 300 | 480 | 1 | [50] | 1 |  | R | 86.67%
Biopower | Tower | Biogas | 65.2778 |  |  | 235 |  |  |  | n/a | n/a | 65.2778 | 65.2778 | 65.2778 | 235 | 235 | 235 | 1 | [52] | 1 |  | R | 100%
Biopower | Tower | Steam | 243.889 | 138.8889 | 405.5557 | 878 | 500 | 1460 | 2 | [49] | 3 | 153.6112 | 133.3334 | 268.0556 | 553 | 480 | 965 | 4 | [49-51] | 1 |  | R | 62.98%
Coal | Once-through | Generic | 10097.225 | 5555.5571 | 13888.8927 | 36350 | 20000 | 50000 | 4 | [11, 27, 50, 58] | 3 | 69.4445 | 27.7778 | 88.0556 | 250 | 100 | 317 | 4 | [10, 27, 50, 58] | 2 |  | NR | 0.6878%
Coal | Once-through | Subcritical | 7524.4465 | 7512.7799 | 7531.391 | 27088 | 27046 | 27113 | 3 | [57] | 3 | 31.3889 | 19.7222 | 38.3333 | 113 | 71 | 138 | 3 | [57] | 2 |  | NR | 0.4172%
Coal | Once-through | Supercritical | 6275.0017 | 6264.1684 | 6280.8351 | 22590 | 22551 | 22611 | 3 | [57] | 3 | 28.6111 | 17.7778 | 34.4445 | 103 | 64 | 124 | 3 | [57] | 2 |  | NR | 0.456%
Coal | Pond | Generic | 3395.8343 | 83.3334 | 6666.6685 | 12225 | 300 | 24000 | 2 | [27, 50] | 3 | 151.3889 | 83.3334 | 194.4445 | 545 | 300 | 700 | 2 | [27, 50] | 2 |  | NR | 4.458%
Coal | Pond | Subcritical | 4976.1125 | 4960.8347 | 4979.7236 | 17914 | 17859 | 17927 | 3 | [57] | 3 | 216.3889 | 204.7223 | 223.3334 | 779 | 737 | 804 | 3 | [57] | 2 |  | NR | 4.349%
Coal | Pond | Supercritical | 4179.4456 | 4165.5567 | 4182.5012 | 15046 | 14996 | 15057 | 3 | [57] | 3 | 11.6667 | 1.1111 | 17.7778 | 42 | 4 | 64 | 3 | [57] | 2 |  | NR | 0.2791%
Coal | Tower | Generic | 279.1667 | 138.8889 | 333.3334 | 1005 | 500 | 1200 | 4 | [27, 35, 50, 58] | 3 | 190.8334 | 133.3334 | 305.5556 | 687 | 480 | 1100 | 5 | [10, 14, 27, 50, 58] | 2 |  | NR | 68.36%
Coal | Tower | IGCC | 108.3334 | 99.4445 | 168.0556 | 390 | 358 | 605 | 11 | [12, 13, 35, 59] | 3 | 103.3334 | 88.3334 | 121.9445 | 372 | 318 | 439 | 7 | [13, 59] | 2 |  | NR | 95.38%
Coal | Tower | IGCC with CCS | 162.7778 | 133.0556 | 188.3334 | 586 | 479 | 678 | 6 | [12, 59] | 3 | 150 | 145 | 155 | 540 | 522 | 558 | 3 | [59] | 2 |  | NR | 92.15%
Coal | Tower | Subcritical | 147.5 | 128.6111 | 188.3334 | 531 | 463 | 678 | 7 | [12, 13, 57, 59, 61] | 3 | 130.8334 | 109.4445 | 184.4445 | 471 | 394 | 664 | 6 | [13, 57, 59, 61] | 2 |  | NR | 88.7%
Coal | Tower | Subcritical with CCS | 354.7223 | 340.0001 | 369.1668 | 1277 | 1224 | 1329 | 2 | [12, 59] | 3 | 261.6667 | 261.6667 | 261.6667 | 942 | 942 | 942 | 1 | [59] | 2 |  | NR | 73.77%
Coal | Tower | Supercritical | 169.1667 | 161.6667 | 185.8334 | 609 | 582 | 669 | 7 | [12, 13, 57, 59, 61] | 3 | 136.9445 | 127.2223 | 165 | 493 | 458 | 594 | 6 | [13, 57, 59, 61] | 2 |  | NR | 80.95%
Coal | Tower | Supercritical with CCS | 311.9445 | 305.0001 | 318.889 | 1123 | 1098 | 1148 | 2 | [12, 59] | 3 | 235.0001 | 235.0001 | 235.0001 | 846 | 846 | 846 | 1 | [59] | 2 |  | NR | 75.33%
CSP | Dry | Power Tower | 7.2222 |  |  | 26 |  |  |  | n/a | n/a | 7.2222 | 7.2222 | 7.2222 | 26 | 26 | 26 | 1 | [48] | 1 |  | R | 100%
CSP | Dry | Trough | 21.6667 |  |  | 78 |  |  |  | n/a | n/a | 21.6667 | 11.9444 | 21.9445 | 78 | 43 | 79 | 10 | [38, 42-44] | 1 |  | R | 100%
CSP | Hybrid | Power Tower | 47.2222 |  |  | 170 |  |  |  | n/a | n/a | 47.2222 | 25 | 69.4445 | 170 | 90 | 250 | 2 | [47] | 1 |  | R | 100%
CSP | Hybrid | Trough | 93.8889 |  |  | 338 |  |  |  | n/a | n/a | 93.8889 | 29.1667 | 95.8334 | 338 | 105 | 345 | 3 | [42, 47] | 1 |  | R | 100%
CSP | N/A | Stirling | 1.3889 |  |  | 5 |  |  |  | n/a | n/a | 1.3889 | 1.1111 | 1.6667 | 5 | 4 | 6 | 2 | [34, 49] | 1 |  | R | 100%
CSP | Tower | Fresnel | 277.7779 |  |  | 1000 |  |  |  | n/a | n/a | 277.7779 | 277.7779 | 277.7779 | 1000 | 1000 | 1000 | 1 | [47] | 1 |  | R | 100%
CSP | Tower | Power Tower | 218.3334 |  |  | 786 |  |  |  | n/a | n/a | 218.3334 | 205.5556 | 238.889 | 786 | 740 | 860 | 4 | [34, 39-41] | 1 |  | R | 100%
CSP | Tower | Trough | 240.2778 |  |  | 865 |  |  |  | n/a | n/a | 240.2778 | 201.3889 | 293.6112 | 865 | 725 | 1057 | 17 | [10, 34, 37-46] | 1 |  | R | 100%
Geothermal | Dry | Binary | 37.5 |  |  | 135 |  |  |  | n/a | n/a | 37.5 | 0 | 75 | 135 | 0 | 270 | 2 | [19, 51] | 1 |  | R | 100%
Geothermal | Dry | EGS | 236.1112 |  |  | 850 |  |  |  | n/a | n/a | 236.1112 | 83.3334 | 493.889 | 850 | 300 | 1778 | 2 | [19, 51] | 1 |  | R | 100%
Geothermal | Dry | Flash | 0 |  |  | 0 |  |  |  | n/a | n/a | 0 | 0 | 0 | 0 | 0 | 0 | 1 | [51] | 1 |  | R | #DIV/0!
Geothermal | Hybrid | EGS | 390.5557 |  |  | 1406 |  |  |  | n/a | n/a | 390.5557 | 225.8334 | 555.2779 | 1406 | 813 | 1999 | 2 | [51, 56] | 1 |  | R | 100%
Geothermal | Hybrid | Binary | 61.3889 |  |  | 221 |  |  |  | n/a | n/a | 61.3889 | 20.5556 | 102.2223 | 221 | 74 | 368 | 1 | [56] | 1 |  | R | 100%
Geothermal | Tower | Binary | 1000.0003 |  |  | 3600 |  |  |  | n/a | n/a | 1000.0003 | 472.2224 | 1100.8336 | 3600 | 1700 | 3963 | 3 | [10, 54, 55] | 1 |  | R | 100%
Geothermal | Tower | Dry Steam | 498.889 |  |  | 1796 |  |  |  | n/a | n/a | 498.889 | 498.889 | 498.889 | 1796 | 1796 | 1796 | 1 | [10] | 1 |  | R | 100%
Geothermal | Tower | EGS | 1328.8893 |  |  | 4784 |  |  |  | n/a | n/a | 1328.8893 | 801.3891 | 1429.7226 | 4784 | 2885 | 5147 | 4 | [10, 51, 54, 55] | 1 |  | R | 100%
Geothermal | Tower | Flash (freshwater) | 2.7778 |  |  | 10 |  |  |  | n/a | n/a | 2.7778 | 1.3889 | 5.2778 | 10 | 5 | 19 | 3 | [19, 20, 49] | 1 |  | R | 100%
Geothermal | Tower | Flash (geothermal fluid) | 717.5002 |  |  | 2583 |  |  |  | n/a | n/a | 717.5002 | 574.1668 | 861.1114 | 2583 | 2067 | 3100 | 2 | [53] | 1 |  | R | 100%
Hydropower | N/A | Aggregated in-stream & reservoir | 1247.5003 |  |  | 4491 |  |  |  | n/a | n/a | 1247.5003 | 395.8334 | 5000.0014 | 4491 | 1425 | 18000 | 3 | [22, 23] | 1 |  | R | 100%
Natural Gas | Dry | Combined Cycle | 0.55556 | 0 | 1.1111 | 2 | 0 | 4 | 2 | [50, 57] | 3 | 0.55556 | 0 | 1.1111 | 2 | 0 | 4 | 2 | [50, 57] | 2 |  | NR | 100%
Natural Gas | Inlet | Steam | 118.0556 | 27.7778 | 208.3334 | 425 | 100 | 750 | 1 | [49] | 3 | 94.4445 | 22.2222 | 166.6667 | 340 | 80 | 600 | 1 | [49] | 2 |  | NR | 80%
Natural Gas | Once-through | Combined Cycle | 3161.112 | 2083.3339 | 5555.5571 | 11380 | 7500 | 20000 | 2 | [50, 57] | 3 | 27.7778 | 5.5556 | 27.7778 | 100 | 20 | 100 | 3 | [50, 57, 60] | 2 |  | NR | 0.8787%
Natural Gas | Once-through | Steam | 9722.2249 | 2777.7785 | 16666.6713 | 35000 | 10000 | 60000 | 1 | [49] | 3 | 66.6667 | 26.3889 | 80.8334 | 240 | 95 | 291 | 2 | [10, 49] | 2 |  | NR | 0.6857%
Natural Gas | Pond | Combined Cycle | 1652.7782 | 1652.7782 | 1652.7782 | 5950 | 5950 | 5950 | 1 | [57] | 3 | 66.6667 | 66.6667 | 66.6667 | 240 | 240 | 240 | 1 | [57] | 2 |  | NR | 4.034%
Natural Gas | Tower | Combined Cycle | 70.2778 | 41.6667 | 78.6111 | 253 | 150 | 283 | 6 | [12, 13, 50, 57, 59] | 3 | 55 | 36.1111 | 83.3334 | 198 | 130 | 300 | 5 | [13, 34, 50, 57, 59] | 2 |  | NR | 78.26%
Natural Gas | Tower | Combined Cycle with CCS | 137.7778 | 135.2778 | 140.5556 | 496 | 487 | 506 | 2 | [12, 59] | 3 | 105 | 105 | 105 | 378 | 378 | 378 | 1 | [59] | 2 |  | NR | 76.21%
Natural Gas | Tower | Steam | 334.1668 | 263.889 | 405.5557 | 1203 | 950 | 1460 | 2 | [49, 60] | 3 | 229.4445 | 183.8889 | 325.0001 | 826 | 662 | 1170 | 4 | [10, 14, 49, 60] | 2 |  | NR | 68.66%
Nuclear | Once-through | Generic | 12319.4479 | 6944.4464 | 16666.6713 | 44350 | 25000 | 60000 | 4 | [27, 50, 57, 58] | 3 | 74.7222 | 27.7778 | 111.1111 | 269 | 100 | 400 | 4 | [27, 50, 57, 58] | 2 |  | NR | 0.6065%
Nuclear | Pond | Generic | 1958.3339 | 138.8889 | 3611.1121 | 7050 | 500 | 13000 | 2 | [27, 50] | 3 | 169.4445 | 155.5556 | 200.0001 | 610 | 560 | 720 | 2 | [27, 50] | 2 |  | NR | 8.652%
Nuclear | Tower | Generic | 305.8334 | 222.2223 | 722.2224 | 1101 | 800 | 2600 | 3 | [27, 50, 57] | 3 | 186.6667 | 161.3889 | 234.7223 | 672 | 581 | 845 | 6 | [10, 14, 27, 50, 57] | 2 |  | NR | 61.04%
PV | N/A | Utility Scale PV | 7.2222 |  |  | 26 |  |  |  | n/a | n/a | 7.2222 | 0 | 9.1667 | 26 | 0 | 33 | 3 | [10, 34, 35] | 1 |  | R | 100%
Wind | N/A | Wind Turbine | 0 |  |  | 0 |  |  |  | n/a | n/a | 0 | 0 | 0.27778 | 0 | 0 | 1 | 2 | [11, 36] | 1 |  | R | #DIV/0!
Source: DOE (2006), Energy Demands on Water Resources: Report to Congress on the Interdependency of Energy and Water. DOE, Washington DC.
p. 56 (primarily mined in WY, TX, NE but older mines in NM an UT are considering reopening)
p. 53; lower range for Western coals, higher range for underground Eastern underground coals
Withdrawal/Consumption Values
|  |  | Million gallons H2O/PJ |  |  | gallons H2O/MMBtu
Fuel Type | Cooling | Technology | Low Range | Average or Reported Value | High Range | Low Range | Average or Reported Value | High Range
Nuclear |  | Uranium Mining | 0.94728 | 3.3155 | 5.6837 | 1 | 3.5 | 6
Nuclear |  | Uranium Processing | 6.631 | 7.1046 | 7.5783 | 7 | 7.5 | 8
Coal |  | Coal mining (extraction) | 0.94728 | 3.3155 | 5.6837 | 1 | 3.5 | 6 | USDOE 2006 - water use per unit of thermal energy shown here and units of water use per electric energy shown in USDOE Appendix B; water use varies from 10 to 100 gal per ton of coal mined; 1 MMBTU = approximately 8 gal of gasoline
Note on A41: Most geothermal facilities can use geothermal fluids or freshwater for cooling.
Note on H68: Will Yelverton: Underground mines

## CompositeGREETEFs
Using factors labeled *-EPA where available
Methodology for 2005 and 2010 appears to be different than for 2015 and 2020. If 2005&10 are less than 2015, 2015 factor is used.
Correction for GREET factors being based upon LHVs |  |  | 0.90909
Note: for 2015 values, the 2013 values from the GREET2014 update are used. | [18 empty] | 2020 value from GREET12. 2010 is 10% greater, 2020 is 10% greater.
Assuming biomass-to-steam and biomass-to-IGCC require 1/10th of energy input from lignite and bit. coal, respectively. This factors into the CO2 EF. This assumptions should be revisited in the future.
Using typical bit. coal CO2 EF for IGCC
kT/PJ | VOC | VOC | VOC | VOC | VOC | VOC | CO | CO | CO | CO | CO | CO | NOX | NOX | NOX | NOX | NOX | NOX | PM10 | PM10 | PM10 | PM10 | PM10 | PM10 | PM25 | PM25 | PM25 | PM25 | PM25 | PM25 | SO2 | SO2 | SO2 | SO2 | SO2 | SO2 | CH4 | CH4 | CH4 | CH4 | CH4 | CH4 | N2O | N2O | N2O | N2O | N2O | N2O | BC | BC | BC | BC | BC | BC | CO2 | CO2 | CO2 | CO2 | CO2 | CO2 | OC | OC | OC | OC | OC | OC
| 2005 | 2010 | 2015 | 2020 | 2025 | 2030-2055 | 2005 | 2010 | 2015 | 2020 | 2025 | 2030-2055 | 2005 | 2010 | 2015 | 2020 | 2025 | 2030-2055 | 2005 | 2010 | 2015 | 2020 | 2025 | 2030-2055 | 2005 | 2010 | 2015 | 2020 | 2025 | 2030-2055 | 2005 | 2010 | 2015 | 2020 | 2025 | 2030-2055 | 2005 | 2010 | 2015 | 2020 | 2025 | 2030-2055 | 2005 | 2010 | 2015 | 2020 | 2025 | 2030-2055 | 2005 | 2010 | 2015 | 2020 | 2025 | 2030-2055 | 2005 | 2010 | 2015 | 2020 | 2025 | 2030-2055 | 2005 | 2010 | 2015 | 2020 | 2025 | 2030-2055
IGCC turbine | 0.0012158 | 0.00061894 | 0.00036865 | 0.00038578 | 0.00039518 | 0.00040458 | 0.010902 | 0.010902 | 0.0064557 | 0.0067557 | 0.0069203 | 0.0070849 | 0.036278 | 0.01884 | 0.011156 | 0.011674 | 0.011959 | 0.012243 | 0.005375 | 0.0026168 | 0.0015512 | 0.0016233 | 0.0016629 | 0.0017024 | 0.0026875 | 0.001314 | 0 | 0 | 0 | 0 | 0.036278 | 0.0068924 | 0.0040814 | 0.0042711 | 0.0043751 | 0.0044792 | 0.0043927 | 0.0041066 | 0.00066517 | 0.00069608 | 0.00071304 | 0.00073 | 0.0043927 | 0.0041066 | 0.00099775 | 0.0010441 | 0.0010696 | 0.001095 | #REF! | #REF! | 0 | 0 | 0 | 0 | 83.3571 | 83.3571 | 83.3571 | 83.3571 | 83.3571 | 83.3571 | #REF! | #REF! | #REF! |  | #REF! | #REF!
utility coal boiler - bituminous | 0.0011589 | 0.0011589 | 0.0010343 | 0.0010343 | 0.0010343 | 0.0010343 | 0.013068 | 0.0095135 | 0.0087163 | 0.0087163 | 0.0087163 | 0.0087163 | 0.13788 | 0.12989 | 0.12989 | 0.11227 | 0.097581 | 0.082896 | 0.013103 | 0.013103 | 0.013103 | 0.013103 | 0.013103 | 0.013103 | 0.010298 | 0.010298 | 0.010298 | 0.010298 | 0.010298 | 0.010298 | 0.42018 | 0.42018 | 0.42018 | 0.064316 | 0.06179 | 0.059265 | 0.0010495 | 0.00096677 | 0.00095625 | 0.00095625 | 0.00095625 | 0.00095625 | 0.0014286 | 0.0014286 | 0.0014042 | 0.0014042 | 0.0014042 | 0.0014042 | #REF! | #REF! | 0.00031691 | 0.00029172 | 0.00027613 | 0.00026054 | 83.3571 | 83.3571 | 83.3571 | 83.3571 | 83.3571 | 83.3571 | #REF! | #REF! | #REF! |  | #REF! | #REF!
Utility coal boiler - subbituminous | 0.0012286 | 0.0012286 | 0.0012286 | 0.0012286 | 0.0012286 | 0.0012286 | 0.013068 | 0.010343 | 0.010343 | 0.010343 | 0.010343 | 0.010343 | 0.13788 | 0.12989 | 0.11263 | 0.098068 | 0.085933 | 0.073799 | 0.013103 | 0.013103 | 0.013103 | 0.013103 | 0.013103 | 0.013103 | 0.010298 | 0.010298 | 0.010298 | 0.010298 | 0.010298 | 0.010298 | 0.42018 | 0.42018 | 0.23963 | 0.063796 | 0.061291 | 0.058786 | 0.0010495 | 0.00097206 | 0.00097206 | 0.00097206 | 0.00097206 | 0.00097206 | 0.0014488 | 0.0014488 | 0.0014488 | 0.0014488 | 0.0014488 | 0.0014488 | #REF! | #REF! | 8.7925e-05 | 0.00060556 | 0.00057254 | 0.00053952 | 85.5123 | 85.5123 | 85.5123 | 85.5123 | 85.5123 | 85.5123
Utility coal boiler - lignite | 0.0012581 | 0.0012581 | 0.0012581 | 0.0012581 | 0.0012581 | 0.0012581 | 0.013068 | 0.010591 | 0.010591 | 0.010591 | 0.010591 | 0.010591 | 0.13788 | 0.12989 | 0.11533 | 0.10042 | 0.087996 | 0.07557 | 0.013103 | 0.013103 | 0.013103 | 0.013103 | 0.013103 | 0.013103 | 0.010298 | 0.010298 | 0.010298 | 0.010298 | 0.010298 | 0.010298 | 0.42018 | 0.42018 | 0.24538 | 0.065328 | 0.062762 | 0.060197 | 0.0010495 | 0.00099539 | 0.00099539 | 0.00099539 | 0.00099539 | 0.00099539 | 0.0014835 | 0.0014835 | 0.0014835 | 0.0014835 | 0.0014835 | 0.0014835 | #REF! | #REF! | 9.0036e-05 | 0.00062009 | 0.00058628 | 0.00055246 | 87.5646 | 87.5646 | 87.5646 | 87.5646 | 87.5646 | 87.5646
Natural gas boiler | 0.0022472 | 0.0022472 | 0.0022107 | 0.0022107 | 0.0022107 | 0.0022107 | 0.033841 | 0.033841 | 0.032767 | 0.032767 | 0.032767 | 0.032767 | 0.069342 | 0.069342 | 0.067306 | 0.060144 | 0.053695 | 0.047245 | 0.0029322 | 0.0029322 | 0.0028362 | 0.0028362 | 0.0028362 | 0.0028362 | 0.0029322 | 0.0029322 | 0.0028362 | 0.0028362 | 0.0028362 | 0.0028362 | 0.00038667 | 0.00038667 | 0.00036095 | 0.00036095 | 0.00036095 | 0.00036095 | 0.0010073 | 0.0010073 | 0.0010073 | 0.0010073 | 0.0010073 | 0.0010073 | 0.0009504 | 0.00011496 | 0.00011496 | 0.00011496 | 0.00011496 | 0.00011496 | #REF! | #REF! | 0.0010777 | 0.0010777 | 0.0010777 | 0.0010777 | 50.7421 | 50.7421 | 50.7421 | 50.7421 | 50.7421 | 50.7421 | #REF! | #REF! | #REF! |  | #REF! | #REF!
Natural gas turbine (large) | 0.0035896 | 0.0011357 | 0.00096598 | 0.00096598 | 0.00096598 | 0.00096598 | 0.043064 | 0.043064 | 0.01833 | 0.01833 | 0.01833 | 0.01833 | 0.039194 | 0.031011 | 0.031011 | 0.031011 | 0.031011 | 0.031011 | 0.0032433 | 0.0032433 | 0.0030358 | 0.0030358 | 0.0030358 | 0.0030358 | 0.0032433 | 0.0032433 | 0.0030358 | 0.0030358 | 0.0030358 | 0.0030358 | 0.0005727 | 0.0005727 | 0.0005727 | 0.0005727 | 0.0005727 | 0.0005727 | 0.0036706 | 0.0036706 | 0.0010932 | 0.0010932 | 0.0010932 | 0.0010932 | 0.0012925 | 0.0012925 | 0.00011843 | 0.00011843 | 0.00011843 | 0.00011843 | #REF! | #REF! | 0.0019269 | 0.0019269 | 0.0019269 | 0.0019269 | 55.0248 | 55.0248 | 55.0248 | 55.0248 | 55.0248 | 55.0248 | #REF! | #REF! | #REF! |  | #REF! | #REF!
Natural gas combined cycle | 0.0038481 | 0.00024058 | 0.00024058 | 0.00024058 | 0.00024058 | 0.00024058 | 0.026774 | 0.01833 | 0.01833 | 0.01833 | 0.01833 | 0.01833 | 0.014261 | 0.0089086 | 0.0089086 | 0.0089086 | 0.0089086 | 0.0089086 | 0.001974 | 0.00011746 | 0.00011746 | 0.00011746 | 0.00011746 | 0.00011746 | 0.001974 | 0.00011746 | 0.00011746 | 0.00011746 | 0.00011746 | 0.00011746 | 0.00028728 | 0.00028728 | 0.00028728 | 0.00028728 | 0.00028728 | 0.00028728 | 0.0036706 | 0.0011222 | 0.0011222 | 0.0011222 | 0.0011222 | 0.0011222 | 0.0012925 | 0.0011321 | 0.0011321 | 0.0011321 | 0.0011321 | 0.0011321 | #REF! | #REF! | 0.00081794 | 0.00081794 | 0.00081794 | 0.00081794 | 57.8385 | 57.8385 | 57.8385 | 57.8385 | 57.8385 | 57.8385 | #REF! | #REF! | #REF! |  | #REF! | #REF!
Residual fuel oil boiler | 0.0021369 | 0.0021205 | 0.0021119 | 0.0021119 | 0.0021119 | 0.0021119 | 0.021136 | 0.021136 | 0.021136 | 0.021136 | 0.021136 | 0.021136 | 0.14212 | 0.11207 | 0.11184 | 0.097201 | 0.087038 | 0.076874 | 0.01158 | 0.01158 | 0.011555 | 0.010176 | 0.0092189 | 0.0082616 | 0.0095809 | 0.0095809 | 0.0095809 | 0.008507 | 0.0077613 | 0.0070156 | 0.46882 | 0.27326 | 0.2727 | 0.23229 | 0.20423 | 0.17616 | 0.0025341 | 0.0025341 | 0.0025277 | 0.0025277 | 0.0025277 | 0.0025277 | 0.00048869 | 0.00048869 | 0.00048768 | 0.00048768 | 0.00048768 | 0.00048768 | #REF! | #REF! | 0.00095809 | 0.00095809 | 0.00095809 | 0.00095809 | 65.3907 | 65.3907 | 65.3907 | 65.3907 | 65.3907 | 65.3907 | #REF! | #REF! | #REF! |  | #REF! | #REF!
Diesel turbines | 0.0011503 | 0.0011503 | 0.00020957 | 0.00020957 | 0.00020957 | 0.00020957 | 0.0075084 | 0.0075084 | 0.0016853 | 0.0016853 | 0.0016853 | 0.0016853 | 0.21819 | 0.21819 | 0.21819 | 0.21819 | 0.21819 | 0.21819 | 0.015381 | 0.015381 | 0.015381 | 0.015381 | 0.015381 | 0.015381 | 0.011201 | 0.011201 | 0.0054617 | 0.0054617 | 0.0054617 | 0.0054617 | 0.047492 | 0.047492 | 0.047492 | 0.037876 | 0.033067 | 0.028259 | 0.0029237 | 0.0029237 | 0.0029237 | 0.0029237 | 0.0029237 | 0.0029237 | 0.00058664 | 0.00058664 | 0.00058664 | 0.00058664 | 0.00058664 | 0.00058664 | #REF! | #REF! | 0.0008463 | 0.0008463 | 0.0008463 | 0.0008463 | 69.0072 | 69.0072 | 69.0072 | 69.0072 | 69.0072 | 69.0072 | #REF! | #REF! | #REF! |  | #REF! | #REF!
Diesel engines | 0.084933 | 0.060695 | 0.001747 | 0.001747 | 0.001747 | 0.001747 | 0.56611 | 0.56611 | 0.56611 | 0.4534 | 0.42034 | 0.38728 | 1.7896 | 1.7896 | 1.7896 | 0.23083 | 0.1437 | 0.056563 | 0.077178 | 0.053304 | 0.043843 | 0.016211 | 0.008938 | 0.0016654 | 0.06946 | 0.047973 | 0.043356 | 0.016005 | 0.0088065 | 0.0016084 | 0.092496 | 0.092496 | 0.092496 | 0.00063167 | 0.00063167 | 0.00063167 | 0.003637 | 0.003637 | 0.003637 | 0.003637 | 0.003637 | 0.003637 | 0.053484 | 0.036939 | 0.00051708 | 0.00051708 | 0.00051708 | 0.00051708 | #REF! | #REF! | 0.035856 | 0.012324 | 0.006781 | 0.0012384 | 68.4195 | 68.4195 | 68.4195 | 68.4195 | 68.4195 | 68.4195 | #REF! | #REF! | #REF! |  | #REF! | #REF!
Biomass IGCC | 0.0070707 | 0.0070707 | 0.0036739 | 0.0036739 | 0.0036739 | 0.0036739 | 0.089307 | 0.089307 | 0.089307 | 0.089307 | 0.089307 | 0.089307 | 0.058626 | 0.058626 | 0.058626 | 0.058626 | 0.058626 | 0.058626 | 0.0077406 | 0.0077406 | 0.0077406 | 0.0077406 | 0.0077406 | 0.0077406 | 0.0077406 | 0.0077406 | 0.0077406 | 0.0077406 | 0.0077406 | 0.0077406 | 0.032526 | 0.032526 | 0.010064 | 0.010064 | 0.010064 | 0.010064 | 0.0045463 | 0.0045463 | 0.0045463 | 0.0045463 | 0.0045463 | 0.0045463 | 0.0094782 | 0.0094782 | 9.0926e-05 | 9.0926e-05 | 9.0926e-05 | 9.0926e-05 | #REF! | #REF! | 0.0032836 | 0.0032836 | 0.0032836 | 0.0032836 | 12.5036 | 12.5036 | 12.5036 | 12.5036 | 12.5036 | 12.5036 | #REF! | #REF! | #REF! |  | #REF! | #REF!
Biomass STM | 0.0071017 | 0.0071017 | 0.0066443 | 0.0066443 | 0.0066443 | 0.0066443 | 0.24883 | 0.24883 | 0.2345 | 0.22477 | 0.21877 | 0.21278 | 0.26284 | 0.26284 | 0.085984 | 0.085984 | 0.085984 | 0.085984 | 0.15104 | 0.15104 | 0.023822 | 0.010273 | 0.0099238 | 0.0095744 | 0.11681 | 0.11681 | 0.020675 | 0.0090746 | 0.0087566 | 0.0084386 | 0.016892 | 0.009771 | 0.009771 | 0.009771 | 0.009771 | 0.009771 | 0.028936 | 0.028936 | 0.0082076 | 0.0082076 | 0.0082076 | 0.0082076 | 0.0094782 | 0.0050809 | 0.0050809 | 0.0050809 | 0.0050809 | 0.0050809 | #REF! | #REF! | 0.0010928 | 0.00077391 | 0.00074722 | 0.00072052 | 13.1347 | 13.1347 | 13.1347 | 13.1347 | 13.1347 | 13.1347 | #REF! | #REF! | #REF! |  | #REF! | #REF!
Aggregate diesel | 0.021025 | 0.021025 | 0.00022165 | 0.00022165 | 0.00024032 | 0.00022165 | 0.026689 | 0.026689 | 0.012824 | 0.010569 | 0.010058 | 0.009247 | 0.23018 | 0.23018 | 0.23018 | 0.19901 | 0.2167 | 0.19552 | 0.033703 | 0.033703 | 0.01458 | 0.014027 | 0.015252 | 0.013736 | 0.011369 | 0.010939 | 0.005733 | 0.005186 | 0.0055286 | 0.004898 | 0.044161 | 0.044161 | 0.044161 | 0.033756 | 0.032418 | 0.025189 | 0.0026775 | 0.0026775 | 0.0026775 | 0.0026775 | 0.0029379 | 0.0026775 | 0.0015923 | 0.0012614 | 0.00053298 | 0.00053298 | 0.00058525 | 0.00053298 | #REF! | #REF! | 0.0014711 | 0.0010004 | 0.00096499 | 0.00077875 | 62.8475 | 62.8475 | 62.8475 | 62.8475 | 68.9954 | 62.8475 | #REF! | #REF! | #REF! | 0 | #REF! | #REF!
Emission factors from GREET 2012 | [5 empty] | Factors from GREET 2014
[6 empty] | Converted to lbs/MMBTUin |  |  |  |  | Original units |  |  |  |  | 0.78589 | engine voc
IGCC turbine | 2005 | 2010 | 2015 | 2020 |  | 2013_14 | 2020_14 | 2030_14 |  |  | 2013_14 | 2020_14 | 2030_14
VOC | 1.411 | 0.71832 | 0.71832 | 0.68051 | g/mmbtu | 0.00094323 | 0.00098706 | 0.0010352 | lbs/MMBTU |  | 0.0057333 | 0.0057333 | 0.0057333 | g/kWh
CO | 11.758 | 12.652 | 12.652 | 11.884 | g/mmbtu | 0.016518 | 0.017285 | 0.018127 | lbs/MMBTU |  | 0.1004 | 0.1004 | 0.1004 | g/kWh |  | turbine voc | 82
NOX | 42.103 | 21.865 | 21.865 | 20.554 | g/mmbtu | 0.028544 | 0.02987 | 0.031326 | lbs/MMBTU |  | 0.1735 | 0.1735 | 0.1735 | g/kWh |  |  | 93
PM10 | 6.238 | 3.037 | 3.037 | 2.848 | g/mmbtu | 0.003969 | 0.0041534 | 0.0043558 | lbs/MMBTU |  | 0.024125 | 0.024125 | 0.024125 | g/kWh
PM25 | 3.119 | 1.525 | 1.525 | 1.424 | g/mmbtu | 0 | 0 | 0 | lbs/MMBTU |  |  |  |  | g/kWh
SO2 | 42.103 | 7.999 | 7.999 | 7.519 | g/mmbtu | 0.010443 | 0.010928 | 0.01146 | lbs/MMBTU |  | 0.063475 | 0.063475 | 0.063475 | g/kWh
CH4 | 5.098 | 4.766 | 4.664 | 4.384 | g/mmbtu | 0.0017019 | 0.001781 | 0.0018678 | lbs/MMBTU |  | 0.010345 | 0.010345 | 0.010345 | g/kWh
N2O | 5.098 | 4.766 | 4.664 | 4.384 | g/mmbtu | 0.0025529 | 0.0026715 | 0.0028017 | lbs/MMBTU |  | 0.015517 | 0.015517 | 0.015517 | g/kWh
BC |  |  |  |  | g/mmbtu | 0 | 0 | 0 | lbs/MMBTU |  |  |  |  | g/kWh
CO2 | 94.252 | 94.254 | 94.254 | 94.256 | kg/mmbtu | 114.6562 | 119.9838 | 125.8307 | lbs/MMBTU |  | 696.925 | 696.925 | 696.925 | g/kWh
[6 empty] | bituminous |  |  |  |  | IGCC Coal efficiency
utility coal boiler | 2005 | 2010 | 2015 | 2020 |  | 2013_14 | 2020_14 | 2030_14 |  |  | 2013_14 | 2020_14 | 2030_14
VOC | 1.153 | 1.345 | 1.173 | 1.173 | g/mmbtu | 0.0026464 | 0.0026464 | 0.0026464 | lbs/MMBTU |  | 3.9273 | 3.7529 | 3.5785
CO | 15.166 | 11.041 | 11.041 | 11.041 | g/mmbtu | 0.022301 | 0.022301 | 0.022301 | lbs/MMBTU
NOX | 160.016 | 139.966 | 19.201 | 19.201 | g/mmbtu | 0.33233 | 0.28724 | 0.2121 | lbs/MMBTU
PM10 | 9.626 | 15.207 | 15.207 | 15.207 | g/mmbtu | 0.048336 | 0.049419 | 0.042494 | lbs/MMBTU |  | Calibration parameter: Fraction of diesel emissions
PM25 | 4.813 | 11.951 | 11.951 | 11.951 | g/mmbtu | 0.040543 | 0.03732 | 0.033331 | lbs/MMBTU |  | turbine | 0.98
SO2 | 420.514 | 398.139 | 319.557 | 319.557 | g/mmbtu | 1.0751 | 0.16456 | 0.15164 | lbs/MMBTU |  | engine | 0.02
CH4 | 1.218 | 1.122 | 1.122 | 1.113 | g/mmbtu | 0.0024467 | 0.0024467 | 0.0024467 | lbs/MMBTU
N2O | 1.076 | 1.658 | 1.658 | 1.644 | g/mmbtu | 0.0035928 | 0.0035928 | 0.0035928 | lbs/MMBTU
BC | 0.19252 | 0.47804 | 0.47804 | 0.47804 | g/mmbtu | 0.00081085 | 0.00074641 | 0.00066661 | lbs/MMBTU
CO2 | 94.258 | 94.264 | 94.265 | 94.265 | kg/mmbtu | 213.2777 | 213.2777 | 213.2777 | lbs/MMBTU
subbituminous
[6 empty] | 2013_14 | 2020_14 | 2030_14
[5 empty] | VOC | 0.0031435 | 0.0031435 | 0.0031435 | lbs/MMBTU
[5 empty] | CO | 0.026463 | 0.026463 | 0.026463 | lbs/MMBTU
[5 empty] | NOX | 0.28818 | 0.25092 | 0.18882 | lbs/MMBTU
[5 empty] | PM10 | 0.010371 | 0.051273 | 0.04394 | lbs/MMBTU
[5 empty] | PM25 | 0.0056242 | 0.038735 | 0.03451 | lbs/MMBTU
[5 empty] | SO2 | 0.61312 | 0.16323 | 0.15041 | lbs/MMBTU
[5 empty] | CH4 | 0.0024871 | 0.0024871 | 0.0024871 | lbs/MMBTU
[5 empty] | N2O | 0.0037068 | 0.0037068 | 0.0037068 | lbs/MMBTU
[5 empty] | BC | 0.00022497 | 0.0015494 | 0.0013804 | lbs/MMBTU
[5 empty] | CO2 | 218.7919 | 218.7919 | 218.7919 | lbs/MMBTU
Multiplier
Calculated using multiplier | 1.024 |  |  |  |  | lignite
[6 empty] | 2013_14 | 2020_14 | 2030_14
Multiplier derived from comparing energy content of lignite and subb, |  |  |  |  | VOC | 0.003219 | 0.003219 | 0.003219 | lbs/MMBTU
based upon EIA fuel heat content estimates |  |  |  |  | CO | 0.027099 | 0.027099 | 0.027099 | lbs/MMBTU
[5 empty] | NOX | 0.29509 | 0.25694 | 0.19335 | lbs/MMBTU
[5 empty] | PM10 | 0.01062 | 0.052503 | 0.044994 | lbs/MMBTU
[5 empty] | PM25 | 0.0057591 | 0.039664 | 0.035338 | lbs/MMBTU
[5 empty] | SO2 | 0.62784 | 0.16715 | 0.15402 | lbs/MMBTU
[5 empty] | CH4 | 0.0025468 | 0.0025468 | 0.0025468 | lbs/MMBTU
[5 empty] | N2O | 0.0037958 | 0.0037958 | 0.0037958 | lbs/MMBTU
[5 empty] | BC | 0.00023037 | 0.0015866 | 0.0014135 | lbs/MMBTU
[5 empty] | CO2 | 224.0429 | 224.0429 | 224.0429 | lbs/MMBTU
Natural gas boiler | 2005 | 2010 | 2015 | 2020 |  | 2013_14 | 2020_14 | 2030_14
VOC | 2.001 | 2.608 | 1.945 | 1.945 | g/mmbtu | 0.0056564 | 0.0056564 | 0.0056564 | lbs/MMBTU
CO | 17.071 | 39.275 | 39.275 | 39.275 | g/mmbtu | 0.083838 | 0.083838 | 0.083838 | lbs/MMBTU
NOX | 48.418 | 80.476 | 80.476 | 80.476 | g/mmbtu | 0.17221 | 0.15388 | 0.12088 | lbs/MMBTU
PM10 | 1.43 | 3.403 | 3.403 | 3.403 | g/mmbtu | 0.0072566 | 0.0072566 | 0.0072566 | lbs/MMBTU
PM25 | 1.43 | 3.403 | 3.403 | 3.403 | g/mmbtu | 0.0072566 | 0.0072566 | 0.0072566 | lbs/MMBTU
SO2 | 0.44875 | 0.44875 | 0.44875 | 0.44875 | g/mmbtu | 0.00092353 | 0.00092353 | 0.00092353 | lbs/MMBTU
CH4 | 1.103 | 1.159 | 1.159 | 1.159 | g/mmbtu | 0.0025772 | 0.0025772 | 0.0025772 | lbs/MMBTU
N2O | 1.103 | 0.13089 | 0.13089 | 0.13089 | g/mmbtu | 0.00029413 | 0.00029413 | 0.00029413 | lbs/MMBTU
BC | 0.5434 | 1.2931 | 1.2931 | 1.2931 | g/mmbtu | 0.0027575 | 0.0027575 | 0.0027575 | lbs/MMBTU
CO2 | 53.594 | 53.557 | 53.559 | 53.559 | kg/mmbtu | 129.8289 | 129.8289 | 129.8289 | lbs/MMBTU
Natural gas turbine | 2005 | 2010 | 2015 | 2020 |  | 2013_14 | 2020_14 | 2030_14
VOC | 4.166 | 1.318 | 0.94858 | 0.94858 | g/mmbtu | 0.0024716 | 0.0024716 | 0.0024716 | lbs/MMBTU
CO | 20.341 | 49.978 | 49.978 | 49.978 | g/mmbtu | 0.046898 | 0.046898 | 0.046898 | lbs/MMBTU
NOX | 45.487 | 34.548 | 34.548 | 34.548 | g/mmbtu | 0.079346 | 0.079346 | 0.079346 | lbs/MMBTU
PM10 | 1.5 | 3.764 | 3.764 | 3.764 | g/mmbtu | 0.0077675 | 0.0077675 | 0.0077675 | lbs/MMBTU
PM25 | 1.5 | 3.764 | 3.764 | 3.764 | g/mmbtu | 0.0077675 | 0.0077675 | 0.0077675 | lbs/MMBTU
SO2 | 0.59235 | 0.59235 | 0.59235 | 0.59235 | g/mmbtu | 0.0014653 | 0.0014653 | 0.0014653 | lbs/MMBTU
CH4 | 4.26 | 4.26 | 4.26 | 4.26 | g/mmbtu | 0.0027972 | 0.0027972 | 0.0027972 | lbs/MMBTU
N2O | 1.5 | 1.5 | 1.5 | 1.5 | g/mmbtu | 0.00030301 | 0.00030301 | 0.00030301 | lbs/MMBTU
BC | 0.95209 | 2.3891 | 2.3891 | 2.3891 | g/mmbtu | 0.0049302 | 0.0049302 | 0.0049302 | lbs/MMBTU
CO2 | 53.573 | 53.535 | 53.536 | 53.536 | kg/mmbtu | 140.7866 | 140.7866 | 140.7866 | lbs/MMBTU
Natural gas combined cycle | 2005 | 2010 | 2015 | 2020 |  | 2013_14 | 2020_14 | 2030_14
VOC | 4.466 | 0.24811 | 0.24811 | 0.24811 | g/mmbtu | 0.00061555 | 0.00061555 | 0.00061555 | lbs/MMBTU
CO | 31.073 | 4.101 | 4.101 | 4.101 | g/mmbtu | 0.046898 | 0.046898 | 0.046898 | lbs/MMBTU
NOX | 16.551 | 9.18 | 9.18 | 9.18 | g/mmbtu | 0.022794 | 0.022794 | 0.022794 | lbs/MMBTU
PM10 | 2.291 | 0.11676 | 0.11676 | 0.11676 | g/mmbtu | 0.00030053 | 0.00030053 | 0.00030053 | lbs/MMBTU
PM25 | 2.291 | 0.11676 | 0.11676 | 0.11676 | g/mmbtu | 0.00030053 | 0.00030053 | 0.00030053 | lbs/MMBTU
SO2 | 0.2919 | 0.2919 | 0.2919 | 0.2919 | g/mmbtu | 0.00073504 | 0.00073504 | 0.00073504 | lbs/MMBTU
CH4 | 4.26 | 1.153 | 1.111 | 1.018 | g/mmbtu | 0.0028714 | 0.0028714 | 0.0028714 | lbs/MMBTU
N2O | 1.5 | 0.11676 | 0.11676 | 0.10314 | g/mmbtu | 0.0028967 | 0.0028967 | 0.0028967 | lbs/MMBTU
BC | 15.9536 | 0.81307 | 0.81307 | 0.81307 | g/mmbtu | 0.0020928 | 0.0020928 | 0.0020928 | lbs/MMBTU
CO2 | 53.555 | 53.619 | 53.619 | 53.62 | kg/mmbtu | 147.9858 | 147.9858 | 147.9858 | lbs/MMBTU
Residual fuel oil boiler | 2005 | 2010 | 2015 | 2020 |  | 2013_14 | 2020_14 | 2030_14
VOC | 2.48 | 2.461 | 2.461 | 2.461 | g/mmbtu | 0.0054035 | 0.0054035 | 0.0054035 | lbs/MMBTU
CO | 19.187 | 16.169 | 16.169 | 16.169 | g/mmbtu | 0.054078 | 0.054078 | 0.054078 | lbs/MMBTU
NOX | 164.935 | 130.06 | 130.06 | 130.06 | g/mmbtu | 0.28615 | 0.2487 | 0.19669 | lbs/MMBTU
PM10 | 2.644 | 13.439 | 13.439 | 13.439 | g/mmbtu | 0.029564 | 0.026037 | 0.021138 | lbs/MMBTU
PM25 | 1.983 | 11.055 | 11.055 | 11.055 | g/mmbtu | 0.024514 | 0.021766 | 0.01795 | lbs/MMBTU
SO2 | 544.1 | 317.134 | 317.134 | 317.134 | g/mmbtu | 0.69772 | 0.59433 | 0.45073 | lbs/MMBTU
CH4 | 0.91278 | 2.941 | 2.941 | 2.941 | g/mmbtu | 0.0064673 | 0.0064673 | 0.0064673 | lbs/MMBTU
N2O | 0.3611 | 0.56715 | 0.56715 | 0.56715 | g/mmbtu | 0.0012478 | 0.0012478 | 0.0012478 | lbs/MMBTU
BC | 0.27081 | 1.5097 | 1.5097 | 1.5097 | g/mmbtu | 0.0024514 | 0.0024514 | 0.0024514 | lbs/MMBTU
CO2 | 79.51 | 79.51 | 79.51 | 79.51 | kg/mmbtu | 167.3088 | 167.3088 | 167.3088 | lbs/MMBTU
Diesel engines | 2005 | 2010 | 2015 | 2020 |  | 2013_14 | 2020_14 | 2030_14
VOC | 98.57 | 70.44 | 47.666 | 34.869 | g/mmbtu | 0.0044698 | 0.0044698 | 0.0044698 | lbs/MMBTU
CO | 459.573 | 360.996 | 229.412 | 136.007 | g/mmbtu | 1.4485 | 1.1601 | 0.99088 | lbs/MMBTU
NOX | 883.866 | 681.575 | 462.719 | 297.596 | g/mmbtu | 4.579 | 0.5906 | 0.14472 | lbs/MMBTU
PM10 | 89.57 | 61.862 | 39.468 | 22.674 | g/mmbtu | 0.11218 | 0.041476 | 0.0042612 | lbs/MMBTU
PM25 | 80.613 | 55.676 | 35.521 | 20.407 | g/mmbtu | 0.11093 | 0.040949 | 0.0041151 | lbs/MMBTU
SO2 | 7.515 | 7.515 | 7.515 | 7.515 | g/mmbtu | 0.23666 | 0.0016162 | 0.0016162 | lbs/MMBTU
CH4 | 3.94 | 3.94 | 3.94 | 3.94 | g/mmbtu | 0.0093058 | 0.0093058 | 0.0093058 | lbs/MMBTU
N2O | 2 | 2 | 2 | 2 | g/mmbtu | 0.001323 | 0.001323 | 0.001323 | lbs/MMBTU
BC | 62.072 | 42.8705 | 27.3512 | 15.7134 | g/mmbtu | 0.091741 | 0.031531 | 0.0031687 | lbs/MMBTU
CO2 | 72.076 | 72.318 | 72.596 | 72.783 | kg/mmbtu | 175.0584 | 175.0584 | 175.0584 | lbs/MMBTU
Diesel turbines | 2005 | 2010 | 2015 | 2020 |  | 2013_14 | 2020_14 | 2030_14
VOC | 1.335 | 1.335 | 1.335 | 1.335 | g/mmbtu | 0.00053621 | 0.00053621 | 0.00053621 | lbs/MMBTU
CO | 8.714 | 8.714 | 8.714 | 8.714 | g/mmbtu | 0.004312 | 0.004312 | 0.004312 | lbs/MMBTU
NOX | 131.66 | 131.66 | 131.66 | 131.66 | g/mmbtu | 0.55827 | 0.55827 | 0.55827 | lbs/MMBTU
PM10 | 16.989 | 16.989 | 16.989 | 16.989 | g/mmbtu | 0.039354 | 0.039354 | 0.039354 | lbs/MMBTU
PM25 | 13 | 13 | 13 | 13 | g/mmbtu | 0.013974 | 0.013974 | 0.013974 | lbs/MMBTU
SO2 | 7.515 | 7.515 | 7.515 | 7.515 | g/mmbtu | 0.12151 | 0.096908 | 0.072303 | lbs/MMBTU
CH4 | 0.844 | 0.844 | 0.844 | 0.844 | g/mmbtu | 0.0074805 | 0.0074805 | 0.0074805 | lbs/MMBTU
N2O | 0.2 | 0.2 | 0.2 | 0.2 | g/mmbtu | 0.001501 | 0.001501 | 0.001501 | lbs/MMBTU
BC | 2.0144 | 2.0144 | 2.0144 | 2.0144 | g/mmbtu | 0.0021653 | 0.0021653 | 0.0021653 | lbs/MMBTU
CO2 | 73.096 | 73.096 | 73.096 | 73.096 | kg/mmbtu | 176.5619 | 176.5619 | 176.5619 | lbs/MMBTU
Biomass IGCC | 2005 | 2010 | 2015 | 2020 |  | 2013_14 | 2020_14 | 2030_14
VOC | 1.313 | 8.206 | 8.206 | 8.206 | g/mmbtu | 0.0094 | 0.0094 | 0.0094 | lbs/MMBTU
CO | 10.937 | 8.323 | 8.323 | 8.323 | g/mmbtu | 0.2285 | 0.2285 | 0.2285 | lbs/MMBTU
NOX | 9.167 | 9.144 | 9.144 | 9.144 | g/mmbtu | 0.15 | 0.15 | 0.15 | lbs/MMBTU
PM10 | 5.803 | 2.813 | 2.813 | 2.638 | g/mmbtu | 0.019805 | 0.019805 | 0.019805 | lbs/MMBTU
PM25 | 2.901 | 1.407 | 1.407 | 1.325 | g/mmbtu | 0.019805 | 0.019805 | 0.019805 | lbs/MMBTU
SO2 | 37.701 | 37.748 | 37.748 | 37.748 | g/mmbtu | 0.02575 | 0.02575 | 0.02575 | lbs/MMBTU
CH4 | 3.834 | 3.834 | 3.834 | 3.834 | g/mmbtu | 0.011632 | 0.011632 | 0.011632 | lbs/MMBTU
N2O | 11 | 11 | 11 | 11 | g/mmbtu | 0.00023264 | 0.00023264 | 0.00023264 | lbs/MMBTU
BC | 1.2306 | 0.59686 | 0.59686 | 0.56207 | g/mmbtu | 0.0084014 | 0.0084014 | 0.0084014 | lbs/MMBTU
CO2 | 121.647 | 121.63 | 121.63 | 121.632 | kg/mmbtu | 38.5 | 38.5 | 38.5 | lbs/MMBTU
Biomass STM | 2005 | 2010 | 2015 | 2020 |  | 2013_14 | 2020_14 | 2030_14
VOC | 3.472 | 8.242 | 8.242 | 8.242 | g/mmbtu | 0.017 | 0.017 | 0.017 | lbs/MMBTU
CO | 49.918 | 288.78 | 288.78 | 288.78 | g/mmbtu | 0.6 | 0.5751 | 0.54441 | lbs/MMBTU
NOX | 71.497 | 305.04 | 305.04 | 302.22 | g/mmbtu | 0.22 | 0.22 | 0.22 | lbs/MMBTU
PM10 | 8.229 | 175.29 | 175.29 | 173.67 | g/mmbtu | 0.06095 | 0.026285 | 0.024497 | lbs/MMBTU
PM25 | 4.115 | 135.56 | 135.56 | 135.31 | g/mmbtu | 0.0529 | 0.023218 | 0.021591 | lbs/MMBTU
SO2 | 19.604 | 0.7911 | 0.7911 | 0.7911 | g/mmbtu | 0.025 | 0.025 | 0.025 | lbs/MMBTU
CH4 | 3.834 | 33.582 | 33.582 | 33.582 | g/mmbtu | 0.021 | 0.021 | 0.021 | lbs/MMBTU
N2O | 11 | 4.56 | 4.56 | 4.56 | g/mmbtu | 0.013 | 0.013 | 0.013 | lbs/MMBTU
BC | 0.35136 | 11.5747 | 11.5747 | 11.5533 | g/mmbtu | 0.002796 | 0.0019801 | 0.0018435 | lbs/MMBTU
CO2 | 121.579 | 121.107 | 121.107 | 121.107 | kg/mmbtu | 195 | 195 | 195 | lbs/MMBTU

## GREET2014-EFUpdate
Summary of 2013, 2020 and 2030 Emission Factors for Gaseous and Liquid Fuel Boilers, by boiler size.
Boilers |  |  |  |  | Engines |  |  |  | Turbines
Natural Gas: EGU >250 mmBtu/hr |  |  |  |  | Diesel: |  |  |  | Natural Gas (>1 MW) Single-cycle
Pollutant | Emission Factor (lb/MMBtu Lower Heating Value (LHV) Basis) |  |  |  |  | Emission Factor (lb/MMBtu Lower Heating Value (LHV) Basis) |  |  |  | Emission Factor (lb/MMBtu Lower Heating Value (LHV) Basis)
| 2013 | 2020 | 2030 |  | Pollutant | 2013 | 2020 | 2030 | Pollutant | 2013 | 2020 | 2030
CO2 | 129.8289 | 129.8289 | 129.8289 |  | CO2 | 175.0584 | 175.0584 | 175.0584 | CO2 | 140.7866 | 140.7866 | 140.7866
CH4 | 0.0025772 | 0.0025772 | 0.0025772 |  | CH4 | 0.0093058 | 0.0093058 | 0.0093058 | CH4 | 0.0027972 | 0.0027972 | 0.0027972
N2O | 0.00029413 | 0.00029413 | 0.00029413 |  | N2O | 0.001323 | 0.001323 | 0.001323 | N2O | 0.00030301 | 0.00030301 | 0.00030301
Black Carbon | 0.0027575 | 0.0027575 | 0.0027575 |  | Black Carbon | 0.091741 | 0.031531 | 0.0031687 | Black Carbon | 0.0049302 | 0.0049302 | 0.0049302
CO | 0.083838 | 0.083838 | 0.083838 |  | CO | 1.4485 | 1.1601 | 0.99088 | CO | 0.046898 | 0.046898 | 0.046898
VOC | 0.0056564 | 0.0056564 | 0.0056564 |  | VOC | 0.0044698 | 0.0044698 | 0.0044698 | VOC | 0.0024716 | 0.0024716 | 0.0024716
NOx | 0.17221 | 0.15388 | 0.12088 |  | NOx | 4.579 | 0.5906 | 0.14472 | NOx | 0.079346 | 0.079346 | 0.079346
SOx | 0.00092353 | 0.00092353 | 0.00092353 |  | SOx | 0.23666 | 0.0016162 | 0.0016162 | SOx | 0.0014653 | 0.0014653 | 0.0014653
PM-con | Included in PM10/PM2.5 factors |  |  |  | PM10-fil | 0.11218 | 0.041476 | 0.0042612 | PM10-fil | 0.0077675 | 0.0077675 | 0.0077675
PM10-pri | 0.0072566 | 0.0072566 | 0.0072566 |  | PM2.5-fil | 0.11093 | 0.040949 | 0.0041151 | PM2.5-fil | 0.0077675 | 0.0077675 | 0.0077675
PM2.5-pri | 0.0072566 | 0.0072566 | 0.0072566 |  | Condensable PM | 0.0082143 | 0.0082143 | 0.0082143 | Condensable PM | 0.0052068 | 0.0052068 | 0.0052068
[5 empty] | Gasoline: |  |  |  | Diesel:
Coal: >250 mmBtu/hr (EGU-Bituminous) | [5 empty] | Emission Factor (lb/MMBtu Lower Heating Value (LHV) Basis) |  |  |  | Emission Factor (lb/MMBtu Lower Heating Value (LHV) Basis)
Pollutant | Emission Factor (lb/MMBtu Lower Heating Value (LHV) Basis) |  |  | Coal Type Applicability | Pollutant | 2013 | 2020 | 2030 | Pollutant | 2013 | 2020 | 2030
| 2013 | 2020 | 2030 |  | CO2 | 178.4409 | 178.4409 | 178.4409 | CO2 | 176.5619 | 176.5619 | 176.5619
CO2 | 213.2777 | 213.2777 | 213.2777 | Bit | CH4 | 0.006615 | 0.006615 | 0.006615 | CH4 | 0.0074805 | 0.0074805 | 0.0074805
CH4 | 0.0024467 | 0.0024467 | 0.0024467 | Bit | N2O | 0.001323 | 0.001323 | 0.001323 | N2O | 0.001501 | 0.001501 | 0.001501
N2O | 0.0035928 | 0.0035928 | 0.0035928 | Bit | Black Carbon | 0.011587 | 0.011587 | 0.011587 | Black Carbon | 0.0021653 | 0.0021653 | 0.0021653
Black Carbon | 0.00081085 | 0.00074641 | 0.00066661 | Bit | CO | 3.352 | 2.8747 | 2.3975 | CO | 0.004312 | 0.004312 | 0.004312
CO | 0.022301 | 0.022301 | 0.022301 | Bit | VOC | 1.3191 | 1.3191 | 1.3191 | VOC | 0.00053621 | 0.00053621 | 0.00053621
VOC | 0.0026464 | 0.0026464 | 0.0026464 | Bit | NOx | 0.21735 | 0.21735 | 0.21735 | NOx | 0.55827 | 0.55827 | 0.55827
NOx | 0.33233 | 0.28724 | 0.2121 | Bit | SOx | 0.097331 | 0.097331 | 0.097331 | SOx | 0.12151 | 0.096908 | 0.072303
SOx | 1.0751 | 0.16456 | 0.15164 | Bit | PM10-fil | 0.11587 | 0.11587 | 0.11587 | PM10-fil | 0.039354 | 0.039354 | 0.039354
PM-con | Included in PRI values | 0.020878 | 0.020878 | Bit | PM2.5-fil | 0.11587 | 0.11587 | 0.11587 | PM2.5-fil | 0.013974 | 0.013974 | 0.013974
PM10-pri | 0.048336 | 0.049419 | 0.042494 | Bit | Condensable PM | Not available | Not available | Not available | Condensable PM | 0.0076792 | 0.0076792 | 0.0076792
PM2.5-pri | 0.040543 | 0.03732 | 0.033331 | Bit
PM10-fil | Not available | 0.028541 | 0.021615 | Bit
PM2.5-fil |  | 0.016442 | 0.012452 | Bit | Natural Gas: |  |  |  | Natural Gas (>1 MW) Combined-cycle
[6 empty] | Emission Factor (lb/MMBtu Lower Heating Value (LHV) Basis) |  |  |  | Emission Factor (lb/MMBtu Lower Heating Value (LHV) Basis)
[5 empty] | Pollutant | 2013 | 2020 | 2030 | Pollutant | 2013 | 2020 | 2030
Coal: >250 mmBtu/hr (EGU-Sub-bituminous) |  |  |  |  | CO2 | 121.8616 | 122.0178 | 122.2815 | CO2 | 147.9858 | 147.9858 | 147.9858
Pollutant | Emission Factor (lb/MMBtu Lower Heating Value (LHV) Basis) |  |  | Coal Type Applicability | CH4 | 0.865 | 0.865 | 0.865 | CH4 | 0.0028714 | 0.0028714 | 0.0028714
| 2013 | 2020 | 2030 |  | N2O | 0.00024423 | 0.00024423 | 0.00024423 | N2O | 0.0028967 | 0.0028967 | 0.0028967
CO2 | 218.7919 | 218.7919 | 218.7919 | Sub-bit | Black Carbon | 0.0063464 | 0.0063464 | 0.0063464 | Black Carbon | 0.0020928 | 0.0020928 | 0.0020928
CH4 | 0.0024871 | 0.0024871 | 0.0024871 | Sub-bit | CO | 1.5565 | 1.4571 | 1.2893 | CO | 0.046898 | 0.046898 | 0.046898
N2O | 0.0037068 | 0.0037068 | 0.0037068 | Sub-bit | VOC | 0.29391 | 0.28673 | 0.27315 | VOC | 0.00061555 | 0.00061555 | 0.00061555
Black Carbon | 0.00022497 | 0.0015494 | 0.0013804 | Sub-bit | NOx | 1.8364 | 1.6597 | 1.3853 | NOx | 0.022794 | 0.022794 | 0.022794
CO | 0.026463 | 0.026463 | 0.026463 | Sub-bit | SOx | 0.00065141 | 0.00065141 | 0.00065141 | SOx | 0.00073504 | 0.00073504 | 0.00073504
VOC | 0.0031435 | 0.0031435 | 0.0031435 | Sub-bit | PM10-fil | 0.0048874 | 0.0048874 | 0.0048874 | PM10-fil | 0.00030053 | 0.00030053 | 0.00030053
NOx | 0.28818 | 0.25092 | 0.18882 | Sub-bit | PM2.5-fil | 0.0048874 | 0.0048874 | 0.0048874 | PM2.5-fil | 0.00030053 | 0.00030053 | 0.00030053
SOx | 0.61312 | 0.16323 | 0.15041 | Sub-bit | Condensable PM | 0.010979 | 0.010979 | 0.010979 | Condensable PM | 0.0052068 | 0.0052068 | 0.0052068
PM-con | Included in PRI values | 0.021696 | 0.021696 | Sub-bit
PM10-pri | 0.010371 | 0.051273 | 0.04394 | Sub-bit
PM2.5-pri | 0.0056242 | 0.038735 | 0.03451 | Sub-bit | Biogas: |  |  |  | IGCC:
PM10-fil | Not available | 0.029577 | 0.022244 | Sub-bit |  | Emission Factor (lb/MMBtu Lower Heating Value (LHV) Basis) |  |  |  | Emission Factor (g/kWh Net Output Basis)
PM2.5-fil |  | 0.017039 | 0.012814 | Sub-bit | Pollutant | 2013 | 2020 | 2030 | Pollutant | 2013 | 2020 | 2030
[5 empty] | CO2 | 127.0236 | 127.0236 | 127.0236 | CO2 | 696.925 | 696.925 | 696.925
[5 empty] | CH4 | 0.0023264 | 0.0023264 | 0.0023264 | CH4 | 0.010345 | 0.010345 | 0.010345
Small LPG |  |  |  |  | N2O | 0.00023264 | 0.00023264 | 0.00023264 | N2O | 0.015517 | 0.015517 | 0.015517
Pollutant | Emission Factor (lb/MMBtu Lower Heating Value (LHV) Basis) |  |  |  | Black Carbon | 0.0061216 | 0.0061216 | 0.0061216 | Black Carbon | NA | NA | NA
| 2013 | 2020 | 2030 |  | CO | 0.5 | 0.5 | 0.5 | CO | 0.1004 | 0.1004 | 0.1004
CO2 | 147.1454 | 147.1454 | 147.1454 |  | VOC | 0.041 | 0.041 | 0.041 | VOC | 0.0057333 | 0.0057333 | 0.0057333
CH4 | 0.0023543 | 0.0023543 | 0.0023543 |  | NOx | 0.7 | 0.7 | 0.7 | NOx | 0.1735 | 0.1735 | 0.1735
N2O | 0.010594 | 0.010594 | 0.010594 |  | SOx | 0.011547 | 0.011547 | 0.011547 | SOx | 0.063475 | 0.063475 | 0.063475
Black Carbon | 0.0035786 | 0.0035786 | 0.0035786 |  | PM10-fil | 0.013 | 0.013 | 0.013 | PM10-fil | 0.024125 | 0.024125 | 0.024125
CO | 0.0077846 | 0.0077846 | 0.0077846 |  | PM2.5-fil | 0.013 | 0.013 | 0.013 | PM2.5-fil | NA | NA | NA
VOC | 0.0094173 | 0.0094173 | 0.0094173 |  | Condensable PM | 0.002304 | 0.002304 | 0.002304 | Condensable PM | NA | NA | NA
NOx | 0.15303 | 0.15303 | 0.15303
SOx | 0.018021 | 0.018021 | 0.018021
PM-con | 0.007063 | 0.007063 | 0.007063 | [5 empty] | Biogas (<1 MW)
PM10-fil | 0.0023543 | 0.0023543 | 0.0023543 | [6 empty] | Emission Factor (lb/MMBtu Lower Heating Value (LHV) Basis)
PM2.5-fil | 0.0023543 | 0.0023543 | 0.0023543 | [5 empty] | Pollutant | 2013 | 2020 | 2030
(Projections same as baseline) | [8 empty] | CO2 | 38.5 | 38.5 | 38.5
[9 empty] | CH4 | 0.011632 | 0.011632 | 0.011632
[9 empty] | N2O | 0.00023264 | 0.00023264 | 0.00023264
Wet Biomass (Forest Residue): >250 mmBtu/hr | [8 empty] | Black Carbon | 0.0084014 | 0.0084014 | 0.0084014
Pollutant | Emission Factor (lb/MMBtu Higher Heating Value (HHV) Basis) | [7 empty] | CO | 0.2285 | 0.2285 | 0.2285
| 2013 | 2020 | 2030 | [5 empty] | VOC | 0.0094 | 0.0094 | 0.0094
CO2 | 195 | 195 | 195 | [5 empty] | NOx | 0.15 | 0.15 | 0.15
CH4 | 0.021 | 0.021 | 0.021 | [5 empty] | SOx | 0.02575 | 0.02575 | 0.02575
N2O | 0.013 | 0.013 | 0.013 | [5 empty] | PM10-fil | 0.019805 | 0.019805 | 0.019805
Black Carbon | 0.002796 | 0.0019801 | 0.0018435 | [5 empty] | PM2.5-fil | 0.019805 | 0.019805 | 0.019805
CO | 0.6 | 0.5751 | 0.54441 | [5 empty] | Condensable PM | 0.002304 | 0.002304 | 0.002304
VOC | 0.017 | 0.017 | 0.017
NOx | 0.22 | 0.22 | 0.22
SOx | 0.025 | 0.025 | 0.025
PM-con | 0.017 | 0.017 | 0.017
PM10-fil | 0.06095 | 0.026285 | 0.024497
PM2.5-fil | 0.0529 | 0.023218 | 0.021591
Distillate Liquid: EGU >250 mmBtu/hr
Pollutant | Emission Factor (lb/MMBtu Lower Heating Value (LHV) Basis)
| 2013 | 2020 | 2030
CO2 | 173.3695 | 173.3695 | 173.3695
CH4 | 0.0074608 | 0.0074608 | 0.0074608
N2O | 0.0014966 | 0.0014966 | 0.0014966
Black Carbon | 0.0011684 | 0.0011684 | 0.0011684
CO | 0.037691 | 0.037691 | 0.037691
VOC | 0.005729 | 0.005729 | 0.005729
NOx | 0.26337 | 0.19856 | 0.16093
SOx | 0.708 | 0.51511 | 0.4031
PM-con | Included in PM10/PM2.5 factors | 0.0094628 | 0.0094628
PM10-pri | 0.017338 | 0.016376 | 0.013912
PM2.5-pri | 0.011684 | 0.015884 | 0.013495
Residual Oil: EGU >250 mmBtu/hr
Pollutant | Emission Factor (lb/MMBtu Lower Heating Value (LHV) Basis)
| 2013 | 2020 | 2030
CO2 | 167.3088 | 167.3088 | 167.3088
CH4 | 0.0064673 | 0.0064673 | 0.0064673
N2O | 0.0012478 | 0.0012478 | 0.0012478
Black Carbon | 0.0024514 | 0.0024514 | 0.0024514
CO | 0.054078 | 0.054078 | 0.054078
VOC | 0.0054035 | 0.0054035 | 0.0054035
NOx | 0.28615 | 0.2487 | 0.19669
SOx | 0.69772 | 0.59433 | 0.45073
PM-con | Included in PM10/PM2.5 factors | 0.0086609 | 0.0086609
PM10-pri | 0.029564 | 0.026037 | 0.021138
PM2.5-pri | 0.024514 | 0.021766 | 0.01795

## Conversions
State to Census Region Conversion |  |  | GDP Deflators (Conversion to US$2005) |  |  | Standard Conversions
Alabama | AL | 6 | Year | Deflator | Multiply By (for $2005) | from | to | multiply by
Alaska | AK | 9 | 1983 | 57.652 | 1.7345 | Btu | J | 1055
Arizona | AZ | 8 | 1984 | 59.817 | 1.6718 | kWh | MJ | 3.6
Arkansas | AR | 7 | 1985 | 61.628 | 1.6226 | MWh | PJ | 3.6e-06
California | CA | 9 | 1986 | 62.991 | 1.5875 | PJ | J | 1000000000000000
Colorado | CO | 8 | 1987 | 64.819 | 1.5428 | MMBtu | J | 1055650000
Connecticut | CT | 1 | 1988 | 67.046 | 1.4915 | yr | hr | 8766
Delaware | DE | 5 | 1989 | 69.577 | 1.4373 | GW | Pja | 31.536
District of Columbia | DC | 5 | 1990 | 72.262 | 1.3839 | $mills/kWh | $Million/PJ | 0.27778
Florida | FL | 5 | 1991 | 74.824 | 1.3365
Georgia | GA | 5 | 1992 | 76.598 | 1.3055
Hawaii | HI | 9 | 1993 | 78.29 | 1.2773
Idaho | ID | 8 | 1994 | 79.94 | 1.2509
Illinois | IL | 3 | 1995 | 81.606 | 1.2254
Indiana | IN | 3 | 1996 | 83.159 | 1.2025
Iowa | IA | 4 | 1997 | 84.628 | 1.1816
Kansas | KS | 4 | 1998 | 85.584 | 1.1684
Kentucky | KY | 6 | 1999 | 86.842 | 1.1515
Louisiana | LA | 7 | 2000 | 88.723 | 1.1271
Maine | ME | 1 | 2001 | 90.727 | 1.1022
Maryland | MD | 5 | 2002 | 92.196 | 1.0846
Massachusetts | MA | 1 | 2003 | 94.135 | 1.0623
Michigan | MI | 3 | 2004 | 96.786 | 1.0332
Minnesota | MN | 4 | 2005 | 100 | 1
Mississippi | MS | 6 | 2006 | 103.23 | 0.96871
Missouri | MO | 4 | 2007 | 106.23 | 0.94135
Montana | MT | 8 | 2008 | 108.58 | 0.92098
Nebraska | NE | 4 | 2009 | 109.73 | 0.91133
Nevada | NV | 8 | 2010 | 110.99 | 0.90098
New Hampshire | NH | 1 | 2011 | 112.4412 | 0.88935
New Jersey | NJ | 2 | 2012 | 114.378 | 0.87429
New Mexico | NM | 8 | 2013 | 116.2524 | 0.8602
New York | NY | 2
North Carolina | NC | 5 | NIPA Table 1.1.9. Implicit Price Deflators for Gross Domestic Product
North Dakota | ND | 4 | [Index numbers, 2005=100]
Ohio | OH | 3 | US Department of Commerce: Bureau of Economic Analysis
Oklahoma | OK | 7 | http://www.bea.gov/national/nipaweb/SelectTable.asp?Selected=Y
Oregon | OR | 9 | Downloaded on 4/20/2012 Last Revised March 29,2012
Pennsylvania | PA | 2
Rhode Island | RI | 1
South Carolina | SC | 5
South Dakota | SD | 4
Tennessee | TN | 6
Texas | TX | 7
Utah | UT | 8
Vermont | VT | 1
Virginia | VA | 5
Washington | WA | 9
West Virginia | WV | 5
Wisconsin | WI | 3
Wyoming | WY | 8